## COMPASS
|  | Listino Generale Giugno22 | [5 empty] | Indice
WWW.COMPASSTECH.IT
LS Cable |  |  | Jabra | [5 empty] | Scontistica
Accessori | Placche utente | Pag. 8 | Cuffie e Amplificatori |  |  | Pag. 172 |  |  | COMMSCOPE | 0%
Categoria 5E | Cavi, Jack e Pannelli | Pag. 3 | Snom
Categoria6,6A | Cavi, Jack e Pannelli | Pag. 4 | [6 empty] | ORCA | 0%
Fonia | Pannelli telefonici | Pag. 5 | PABX | Centralini e Terminali |  | Pag. 178
Fibra Ottica | Cavi Ottici | Pag. 8 |  | Dect e Cuffie |  | Pag. 179 |  |  | TECNOSTEEL | 0%
| Connettori,Pigtail, Bussole, Bretelle | Pag. 9 | Patton
Commscope AMP | [8 empty] | BRADY | 0%
|  |  | PABX | Analogici |  | Pag. 180
Accessori | Placche, pannelli scarichi, Modular plug | Pag. 13 |  | Misti |  | Pag. 181 |  |  | LS CABLE | 0%
Categoria 5e | Cavi Rame,Prese RJ SL,Pannelli,Bretelle | Pag. 14 |  | Primari |  | Pag. 182
Categoria 6/7 | Cavi Rame,Prese RJ SL,Pannelli,Bretelle | Pag. 19 |  | Router |  | Pag. 183 |  |  | RIELLO | 0%
MRJ21 | Sistema MRJ21 | Pag. 25 | 3CX
Cavi Ottici | AMP Netconnect | Pag. 32 | [6 empty] | PANDUIT | 0%
| Tyco Electronics | Pag. 48 | PABX | Leaed di soluzione voice over ip |  | Pag. 186
Connettori Ott. | Connettori resinare/ Light Crimp Plus | Pag. 34 | Orca | [5 empty] | FITEL | 0%
| Bretelle ottiche,Pigtail,Cassetti,Bussole | Pag. 36
SAN - MPO | Cassetti ottici / Trunk | Pag. 42 | Fibra ottica | Cavi e Cassetti Ottici |  | Pag. 91 |  |  | GN NET | 0%
110 XConnetct | Categoria 5E / 6 | Pag. 24 |  | Connettori MM & SM e Bussole |  | Pag. 99
Sistema ACO | Inserti / Kit di installazione/Pannelli | Pag. 23 |  | Bretelle ottiche SC-ST-MT-LC-FC |  | Pag. 101 |  |  | FLUKE | 0%
UCS Telefonia | Strisce telefoniche / accessori | Pag. 28 |  | MPO System & Trunk Cable |  | Pag. 105
Attrezzatura | Connettorizzazione Rame/Ottico | Pag. 40 |  | Pigtail MM & SM e Accessori |  | Pag. 106 |  |  | RUCKUS | 0%
Rack | Armadi a parete/pavimento | Pag. 46 | Rame | Sistema in rame telefonico |  | Pag. 85
Etherseal | Connettori IP67 | Pag. 26 |  | Cavi dati C5E & C6 |  | Pag. 86 |  |  | SNOM | 0%
Krone Cat.3 | Reti Fonia, Soluzione LSA, Box, Scaricatori | Pag. 48 |  | Cavi telefonici |  | Pag. 86
Krone Cat.5E | UTP-FTP Cavi Rame,Jack,Pannelli,Bretelle | Pag. 49 |  | Inserti, Pannelli, Patch, Placche, Plug |  | Pag. 89 |  |  | PATTON | 0%
krone Cat.6/7 | UTP-FTP Cavi Rame,Jack,Pannelli,Bretelle | Pag. 49 | Accessori | Strumenti, adattatori, sdoppiatori |  | Pag. 90
Krone Fibra | Cassetti,Bussole,Bretelle,Cavi,Pigtail | Pag. 50 | ORCA LAN | Media Converter e Power Distribution |  | Pag. 90 |  |  | 3CX | 0%
Commescope Systimax |  |  | Rack | Armadi a Pavimento |  | Pag. 109
|  |  |  | Armadi a Parete |  | Pag. 109 |  |  | ZYXEL | Netto
Accessori | Placche autoportanti | Pag. 55 |  | Accessori e PDU |  | Pag. 109
Categoria 6A | Cavi Rame | Pag. 55 | Brady | [5 empty] | CONRING | 0%
| Pannelli, Prese, Bretelle | Pag. 56
Categoria 6 | Cavi Rame | Pag. 57 | TLS2200 / IDPAL / IDEXPERT |  |  | Pag.124 |  |  | SYSTIMAX | 0%
| Pannelli, Prese, Bretelle | Pag. 57 | Zyxel
Categoria 5E | Cavi Rame | Pag. 58 | [6 empty] | ETA | 0%
| Pannelli, Prese, Bretelle | Pag. 58 | Wireless Lan Solutions |  |  | Pag.153
Pannelli Mod | Pannelli di permutazione modulari | Pag. 59 | Riello | [5 empty] | Legrand
Cavi in Fibra | Cavi Ottici | Pag. 60 | [6 empty] | Rack | 0%
| Cassetti, Moduli, Bussole, Connettori | Pag. 60 | UPS | Serie Iplug e Dialog |  | Pag.162 |  |  | UPS Servizi | 0%
| Bretelle, Pigtail | Pag. 60 |  | Serie Vision e Sentinel |  | Pag.163 |  |  | UPS Sw, Sinewave, Online, Megaline | 0%
Sistema InstaPATCH in fibra ottica |  | Pag. 61 |  | Serie Multi Switch e Master Switch |  | Pag.164 |  |  | UPS Trimod, Keor, Archimod | 0%
Panduit |  |  |  | Serie Multi Sentry e Multi Guard |  | Pag.165 |  |  | UPS Interactive | 0%
|  |  |  | Software e Accessori |  | Pag.166
Cablaggio rame | Sistema PAN-NET | Pag.51 | Fluke | [5 empty] | PLANET | 0%
| Sistema NET-KEY | Pag.56
| Fonia | Pag.57 | Strumenti Misura | Cabla IQ |  | Pag. 113 |  |  | DATWYLER | 0%
Cablaggio fibra | Connettori | Pag.58 |  | DTX |  | Pag. 115
| Bretelle e Pigtail | Pag.60 |  | OptiFiber |  | Pag. 118
| Cavo ottico | Pag.61 | Datwyler
Rack | Rack e Accessori | Pag.62
Corning |  |  |  | Cablaggio rame |  | Pag. 120
|  |  |  | Cablaggio fibra |  | Pag. 121
DC Core | DC Core | Pag. 73 |  | Rack |  | Pag. 122
LAN Core | Lan Core | Pag. 77 | Ruckus
| Soluzione Unicam | Pag. 84
Tecnosteel |  |  |  | Director e Access Point |  | Pag. 213
|  |  |  | Accessori |  | Pag. 213
Rack Tecno | Armadi da Parete | Pag. 121 | Planet | [5 empty] | Listino Generale Sirius SPA
| Armadi da Pavimento | Pag. 122 | [6 empty] | Il presente listino è quello ufficiale di vendita.
| Armadi Superserver | Pag. 124 |  | Switch,Gateway,Mediaconv,Tranceiver |  | Pag. 214 |  |  | I prezzi riportati possono variare
| Armadi IP | Pag. 124 | [6 empty] | senza alcun preavviso in base alla variaizone
Blade Shelter | T7 Profondità 800,1030,1200 e Accessori | Pag. 126 | [6 empty] | dei listini dei relativi produttori.
Accessori | Ripiani | Pag. 128 | [6 empty] | Tutti i prezzi riportati non includono IVA,
| Montanti e Canale | Pag. 129 | Legrand | [5 empty] | trasporto e costi accessori.
| Kit e Pannelli | Pag. 129 |  |  |  |  | Assicurazione |  | Tutte le offerte, salvo diversamente specificato,
Distr. Elettrica | Canaline e One View System | Pag. 130 | Rack | Armadi e Accessori |  | Pag. 134 | Sirius offre una assicurazione |  | hanno validità 30gg.
ETA |  |  | UPS | Trimod, Sw, Sinewave |  | Pag. 137 | sulla merce |  | Registratevi on line e trovate:
|  |  |  | Servizi, Online, Megaline |  | Pag. 141 | senza costi aggiuntivi. |  | Disponibilità aggiornate
Rack Tecno | Armadi da Parete | Pag. 132 |  | Keor, Interactive, Archimod |  | Pag. 145 | Per saperen di più |  | Verifica on line corrieri
| Armadi da Pavimento | Pag. 132 |  |  |  |  | vedi le condizioni generali |  | Controllo evasione ordine
|  |  | Servizi Logistici, Modulo di reso, Condizioni di vendita |  |  | Pag. 223 | di vendita. |  | Datasheet, Cataloghi&Brochure, News&Promozioni
info@siriusspa.it

## Contatti
VISITA IL NOSTRO SITO!!!
WWW.COMPASSTECH.IT
TORINO | VICENZA | ROMA
Strada del Portone, 159 | Strada di Casale, 175 | Via di Valle Lupara, 10
10095 Grugliasco (TO) | 36100 Vicenza (VI) | 00148 Roma
Tel. +39 011 0627111 | Tel. +39 0444 913875 | Tel. +39 06 9075524
Fax +39 011 4241155 | Fax +39 0444 913700 | Fax +39 06 9075280
torino@compasstech.it | vicenza@compasstech.i | roma@compasstech.it
MILANO | FAENZA | PRATO
Via Vincenzo Monti 74 | Via Gentili,22 | Via Sabadell, 145/1
20832 Desio (MB) | 48018 Faenza (RA) | Zona Ind. Macrolotto 2
Tel. +39 02 27307144 | Tel. +39 0546 645711 | 59100 Prato (PO)
Fax +39 02 25459101 | Fax +39 0546 645821 | Tel. +39 0574 729184
milano@compasstech.it | faenza@compasstech.it | Fax +39 0574 700804
prato@compasstech.it
SICILIA | NAPOLI
Sergio Scaffidi | Via Pio La Torre, 7
Cell. 335/307 262 | 80026 Casoria
sergio.scaffidi@compasstech.it | Tel. +39 081 5406493
Fax +39 081 5406493
napoli@compasstech.it

## LS CABLE
Listino Giugno22 |  |  | WWW.COMPASSTECH.IT
Indice
LS Cable & System
Cod. Compass |  | Cod. Vendor | Descrizione | MOQ |  | End-User | Netto
Categoria 5e UTP
LS-PP5-UC5E-24P | L | LS-PP-UC5E-24P-EX | LS - Pannello di permutazione Categoria 5 enhanced precaricato UTP a 24 porte (PCB) | 1 | PROMO | 69.6915 | 69.6915
LS-PP5-UC5E-48P | L | LS-PP-UC5E-48P-EX | LS - Pannello di permutazione Categoria 5 enhanced precaricato UTP a 48 porte (PCB) | 1 | PROMO | 168.13 | 168.13
LS-MJ5-UC5E-WH-RIDC | L | LS-MJ-UC5E-WH-RIDC-EX | LS - Jack Categoria 5 enhanced non schermato, 180 gradi colore bianco | 1 | PROMO | 2.88 | 2.88
LS-MJ5-UC5E-WH-ERI | L | LS-MJ-UC5E-WH-ERI | LS - Jack Categoria 5 enhanced non schermato, slim body colore bianco serie ERI | 1 | PROMO | 2.8695 | 2.8695
LS-MJ5-UC5E-BK-RIDC | L | LS-MJ-UC5E-BK-RIDC-E | LS - Jack Categoria 5 enhanced non schermato, 180 gradi colore nero | 1 | PROMO | 2.88 | 2.88
Bretelle di permutazione Categoria 5e UTP
LS-PC5-UC5E-WH-0.5 | L | LS-PC-UC5E-WH-005 | LS - Bretella di permutazione UTP Categoria 5 enhanced bianca, 0,5 m | 1 | PROMO | 1.3589 | 1.3589
LS-PC5-UC5E-WH-002 | L | LS-PC-UC5E-WH-020 | LS - Bretella di permutazione UTP Categoria 5 enhanced bianca, 2 m | 1 | PROMO | 2.9835 | 2.9835
LS-PC5-UC5E-WH-003 | L | LS-PC-UC5E-WH-030 | LS - Bretella di permutazione UTP Categoria 5 enhanced bianca, 3 m | 1 | PROMO | 4.1055 | 4.1055
LS-PC5-UC5E-WH-005 | L | LS-PC-UC5E-WH-050 | LS - Bretella di permutazione UTP Categoria 5 enhanced bianca, 5 m | 1 | PROMO | 6.3495 | 6.3495
LS-PC5-UC5E-WH-010 | L | LS-PC-UC5E-WH-100 | LS - Bretella di permutazione UTP Categoria 5 enhanced bianca, 10 m | 1 | PROMO | 11.9595 | 11.9595
Bretelle di permutazione Categoria 5e UTP colorate
LS-PC5-UC5E-BL-0.5 | L | LS-PC-UC5E-BL-005 | LS - Bretella di permutazione UTP Categoria 5 enhanced blu, 0,5 m | 1 | PROMO | 1.3589 | 1.3589
LS-PC5-UC5E-BL-001 | L | LS-PC-UC5E-BL-010 | LS - Bretella di permutazione UTP Categoria 5 enhanced blu, 1 m | 1 | PROMO | 1.8615 | 1.8615
LS-PC5-UC5E-BL-002 | L | LS-PC-UC5E-BL-020 | LS - Bretella di permutazione UTP Categoria 5 enhanced blu, 2 m | 1 | PROMO | 2.9835 | 2.9835
LS-PC5-UC5E-BL-003 | L | LS-PC-UC5E-BL-030 | LS - Bretella di permutazione UTP Categoria 5 enhanced blu, 3 m | 1 | PROMO | 4.1055 | 4.1055
LS-PC5-UC5E-BL-005 | L | LS-PC-UC5E-BL-050 | LS - Bretella di permutazione UTP Categoria 5 enhanced blu, 5 m | 1 | PROMO | 6.3495 | 6.3495
LS-PC5-UC5E-YL-0.5 | L | LS-PC-UC5E-YL-005 | LS - Bretella di permutazione UTP Categoria 5 enhanced giallo, 0,5m | 1 | PROMO | 1.3589 | 1.3589
LS-PC5-UC5E-YL-001 | L | LS-PC-UC5E-YL-010 | LS - Bretella di permutazione UTP Categoria 5 enhanced giallo, 1 m | 1 | PROMO | 1.8615 | 1.8615
LS-PC5-UC5E-YL-002 | L | LS-PC-UC5E-YL-020 | LS - Bretella di permutazione UTP Categoria 5 enhanced giallo, 2 m | 1 | PROMO | 2.9835 | 2.9835
LS-PC5-UC5E-YL-003 | L | LS-PC-UC5E-YL-030 | LS - Bretella di permutazione UTP Categoria 5 enhanced giallo, 3 m | 1 | PROMO | 4.1055 | 4.1055
LS-PC5-UC5E-YL-005 | L | LS-PC-UC5E-YL-050 | LS - Bretella di permutazione UTP Categoria 5 enhanced giallo, 5 m | 1 | PROMO | 6.3495 | 6.3495
LS-PC5-UC5E-RD-0.5 | L | LS-PC-UC5E-RD-005 | LS - Bretella di permutazione UTP Categoria 5 enhanced rosso, 0,5 m | 1 | PROMO | 1.3589 | 1.3589
LS-PC5-UC5E-RD-001 | L | LS-PC-UC5E-RD-010 | LS - Bretella di permutazione UTP Categoria 5 enhanced rosso, 1 m | 1 | PROMO | 1.8615 | 1.8615
LS-PC5-UC5E-RD-002 | L | LS-PC-UC5E-RD-020 | LS - Bretella di permutazione UTP Categoria 5 enhanced rosso, 2 m | 1 | PROMO | 2.9835 | 2.9835
LS-PC5-UC5E-RD-003 | L | LS-PC-UC5E-RD-030 | LS - Bretella di permutazione UTP Categoria 5 enhanced rosso, 3 m | 1 | PROMO | 4.1055 | 4.1055
LS-PC5-UC5E-RD-005 | L | LS-PC-UC5E-RD-050 | LS - Bretella di permutazione UTP Categoria 5 enhanced rosso, 5 m | 1 | PROMO | 6.3495 | 6.3495
LS-PC5-UC5E-GR-0.5 | L | LS-PC-UC5E-GN-005 | LS - Bretella di permutazione UTP Categoria 5 enhanced verde, 0,5 m | 1 | PROMO | 1.3589 | 1.3589
LS-PC5-UC5E-GR-001 | L | LS-PC-UC5E-GN-010 | LS - Bretella di permutazione UTP Categoria 5 enhanced verde, 1 m | 1 | PROMO | 1.8615 | 1.8615
LS-PC5-UC5E-GR-002 | L | LS-PC-UC5E-GN-020 | LS - Bretella di permutazione UTP Categoria 5 enhanced verde, 2 m | 1 | PROMO | 2.9835 | 2.9835
LS-PC5-UC5E-GR-003 | L | LS-PC-UC5E-GN-030 | LS - Bretella di permutazione UTP Categoria 5 enhanced verde, 3 m | 1 | PROMO | 4.1055 | 4.1055
LS-PC5-UC5E-GR-005 | L | LS-PC-UC5E-GN-050 | LS - Bretella di permutazione UTP Categoria 5 enhanced verde, 5 m | 1 | PROMO | 6.3495 | 6.3495
Categoria 5e FTP
LS-PP5-SC5E-24P | L | LS-PP-SC5E-24P | LS - Pannello di permutazione Categoria 5 enhanced schermato precaricato 24 porte (PCB) | 1 | PROMO | 176.766 | 176.766
LS-MJ5-SC5E-WH-RIDC | L | LS-MJ-SC5E-WH-RIDC | LS - Jack Categoria 5 enhanced schermato slim body 180 gradi serie RIDC | 1 | PROMO | 5.426 | 5.426
LS-MJ5-SC5E-WH | L |  | LS - Jack Categoria 5 Enhanced schermato | 1 | PROMO | Richiedere | #VALUE!
Bretelle di permutazione Categoria 5e schermate
LS-PC5-SC5E-WH-0.5 | L | LS-PC-SC5E-WH-005 | LS - Bretella di permutazione Categoria 5 enhanced S/FTP schermata bianca, 0,5 m | 1 | PROMO | 2.4031 | 2.4031
LS-PC5-SC5E-WH-001 | L | LS-PC-SC5E-WH-010 | LS - Bretella di permutazione Categoria 5 enhanced S/FTP schermata bianca, 1 m | 1 | PROMO | 3.162 | 3.162
LS-PC5-SC5E-WH-002 | L | LS-PC-SC5E-WH-020 | LS - Bretella di permutazione Categoria 5 enhanced S/FTP schermata bianca, 2 m | 1 | PROMO | 4.5135 | 4.5135
LS-PC5-SC5E-WH-003 | L | LS-PC-SC5E-WH-030 | LS - Bretella di permutazione Categoria 5 enhanced S/FTP schermata bianca, 3 m | 1 | PROMO | 5.865 | 5.865
LS-PC5-SC5E-WH-005 | L | LS-PC-SC5E-WH-050 | LS - Bretella di permutazione Categoria 5 enhanced S/FTP schermata bianca, 5 m | 1 | PROMO | 8.568 | 8.568
LS-PC5-SC5E-WH-010 | L | LS-PC-SC5E-WH-100 | LS - Bretella di permutazione Categoria 5 enhanced S/FTP schermata bianca, 10 m | 1 | PROMO | 15.3255 | 15.3255
Categoria 6 UTP
LS-PP6-UC6-24P | J | LS-PP-UC6-24P-WM-EX | LS - Pannello di permutazione Categoria 6 precaricato UTP a 24 porte (PCB) con barra di supporto posteriore | 1 |  | 149.351 | 149.351
LS-MJ6-UC6-WH-RIDC | L | LS-MJ-UC6-WH-RIDC-EX | LS - Jack Categoria 6 non schermato, 180 gradi colore bianco | 1 |  | 4.57 | 4.57
LS-MJ6-UC6-WH-ERI | L | LS-MJ-UC6-WH-ERI | LS - Jack Categoria 6 non schermato, slim body colore bianco serie ERI | 1 |  | 4.4608 | 4.4608
LS-MJ6-UCC6-WH-ERI | J | LS-MJ-UCC6-WH-ERI | LS - Jack Categoria 6 keystone non schermato, slim body colore bianco serie ERI, tipo RIDC migliorato | 1 |  | 4.4608 | 4.4608
Bretelle di permutazione Categoria 6 UTP
LS-PC6-UC6-WH-0.5 | J | LS-PC-UC6-WH-005 | LS - Bretella di permutazione UTP Categoria 6 bianca, 0,5 m | 1 |  | 3.4303 | 3.4303
LS-PC6-UC6-WH-003 | J | LS-PC-UC6-WH-030 | LS - Bretella di permutazione UTP Categoria 6 bianca, 3 m | 1 |  | 6.7101 | 6.7101
LS-PC6-UC6-WH-005 | J | LS-PC-UC6-WH-050 | LS - Bretella di permutazione UTP Categoria 6 bianca, 5 m | 1 |  | 9.3881 | 9.3881
Bretelle di permutazione Categoria 6 UTP colorate
LS-PC6-UC6-BL-0.5 | J | LS-PC-UC6-BL-005 | LS - Bretella di permutazione UTP Categoria 6 blu, 0,5 m | 1 |  | 3.4303 | 3.4303
LS-PC6-UC6-BL-003 | J | LS-PC-UC6-BL-030 | LS - Bretella di permutazione UTP Categoria 6 blu, 3 m | 1 |  | 6.7101 | 6.7101
LS-PC6-UC6-BL-005 | J | LS-PC-UC6-BL-050 | LS - Bretella di permutazione UTP Categoria 6 blu, 5 m | 1 |  | 9.3881 | 9.3881
LS-PC6-UC6-YL-0.5 | J | LS-PC-UC6-YL-005 | LS - Bretella di permutazione UTP Categoria 6 giallo, 0,5 m | 1 |  | 3.4303 | 3.4303
LS-PC6-UC6-YL-001 | J | LS-PC-UC6-YL-010 | LS - Bretella di permutazione UTP Categoria 6 giallo, 1 m | 1 |  | 4.24 | 4.24
LS-PC6-UC6-YL-002 | J | LS-PC-UC6-YL-020 | LS - Bretella di permutazione UTP Categoria 6 giallo, 2 m | 1 |  | 6.03 | 6.03
LS-PC6-UC6-YL-003 | J | LS-PC-UC6-YL-030 | LS - Bretella di permutazione UTP Categoria 6 giallo, 3 m | 1 |  | 6.7101 | 6.7101
LS-PC6-UC6-YL-005 | J | LS-PC-UC6-YL-050 | LS - Bretella di permutazione UTP Categoria 6 giallo, 5 m | 1 |  | 9.3881 | 9.3881
LS-PC6-UC6-RD-0.5 | J | LS-PC-UC6-RD-005 | LS - Bretella di permutazione UTP Categoria 6 rosso, 0,5 m | 1 |  | 3.4303 | 3.4303
LS-PC6-UC6-RD-003 | J | LS-PC-UC6-RD-030 | LS - Bretella di permutazione UTP Categoria 6 rosso, 3 m | 1 |  | 6.7101 | 6.7101
LS-PC6-UC6-RD-005 | J | LS-PC-UC6-RD-050 | LS - Bretella di permutazione UTP Categoria 6 rosso, 5 m | 1 |  | 9.3881 | 9.3881
LS-PC6-UC6-GR-0.5 | J | LS-PC-UC6-GN-005 | LS - Bretella di permutazione UTP Categoria 6 verde, 0,5 m | 1 |  | 3.4303 | 3.4303
LS-PC6-UC6-GR-001 | J | LS-PC-UC6-GN-010 | LS - Bretella di permutazione UTP Categoria 6 verde, 1 m | 1 |  | 4.24 | 4.24
LS-PC6-UC6-GR-002 | J | LS-PC-UC6-GN-020 | LS - Bretella di permutazione UTP Categoria 6 verde, 2 m | 1 |  | 6.03 | 6.03
LS-PC6-UC6-GR-003 | J | LS-PC-UC6-GN-030 | LS - Bretella di permutazione UTP Categoria 6 verde, 3 m | 1 |  | 6.7101 | 6.7101
LS-PC6-UC6-GR-005 | J | LS-PC-UC6-GN-050 | LS - Bretella di permutazione UTP Categoria 6 verde, 5 m | 1 |  | 9.3881 | 9.3881
Categoria 6 Schermato
LS-PP6-SC6-24P | J | LS-PP-SC6-24P | LS - Pannello permutazione Categoria 6 schermato precaricato 24 porte (PCB) | 1 |  | 207.9066 | 207.9066
LS-MJ6-SC6-WH-RIDC | J | LS-MJ-SC6-RIDC | LS - Jack Categoria 6 schermato 180 gradi slim body serie RIDC | 1 |  | 7.5651 | 7.5651
Bretelle di permutazione Categoria 6 schermate
LS-PC6-SC6-WH-002 | J | LS-PC-SC6-WH-020 | LS - Bretella di permutazione S/STP Categoria 6 bianca, 2 m | 1 |  | 7.9738 | 7.9738
LS-PC6-SC6-WH-003 | J | LS-PC-SC6-WH-030 | LS - Bretella di permutazione S/STP Categoria 6 bianca, 3 m | 1 |  | 9.5686 | 9.5686
LS-PC6-SC6-WH-005 | J | LS-PC-SC6-WH-050 | LS - Bretella di permutazione S/STP Categoria 6 bianca, 5 m | 1 |  | 14.7441 | 14.7441
LS-PC6-SC6-WH-010 | ) | LS-PC-SC6-WH-100 | LS - Bretella di permutazione S/STP Categoria 6 bianca, 10 m | 1 |  | 26.93 | 26.93
Categoria 6A UTP
LS-CVR-U6AL04-01 | L |  | LS - Cavo non schermato U/UTP Categoria 6A, AWG 23, guaina LSZH diametro esterno: 9 mm Classe CPR Eca | 500 |  | Richiedere | #VALUE!
LS-MJ6-UC6A-WH-ERI | J | LS-MJ-UC6A-WH-ERI | LS - Jack Categoria 6A non schermato slim body colore bianco serie ERI | 1 |  | 9.6781 | 9.6781
Bretelle di permutazione Categoria 6A UTP
LS-PC6-UC6A-WH-001 | J | LS-PC-UC6AL-WH-010 | LS - Bretella permutazione UTP Categoria 6A LSZH bianca, 1 m | 1 |  | 9.5599 | 9.5599
LS-PC6-UC6A-WH-002 | J | LS-PC-UC6AL-WH-020 | LS - Bretella permutazione UTP Categoria 6A LSZH bianca, 2 m | 1 |  | 13.9001 | 13.9001
LS-PC6-UC6A-WH-003 | J | LS-PC-UC6AL-WH-030 | LS - Bretella permutazione UTP Categoria 6A LSZH bianca, 3 m | 1 |  | 17.3604 | 17.3604
LS-PC6-UC6A-WH-005 | J | LS-PC-UC6AL-WH-050 | LS - Bretella permutazione UTP Categoria 6A LSZH bianca, 5 m | 1 |  | 25.5128 | 25.5128
LS-PC6-UC6A-WH-010 | K | LS-PC-UC6AL-WH-100 | LS - Bretella permutazione UTP Categoria 6A LSZH bianca, 10 m | 1 |  | 38.79 | 38.79
Categoria 6A FTP
LS-MJ6-SC6A-WH-RIDC | K | LS-MJ-SC6A-RIDC | LS - Jack Categoria 6A schermato serie RIDC toolless | 1 |  | 9.96 | 9.96
LS-MJ6-SC6A-WH-ERI | J | LS-MJ-SC6A-ERI | LS - Jack Categoria 6A schermato slim body serie ERI | 1 |  | 14.1128 | 14.1128
Bretelle di permutazione Categoria 6A FTP
LS-PC6-SC6A-WH-001 | J | LS-PC-SC6AL-WH-010 | LS - Bretella permutazione FTP Categoria 6A LSZH bianca, 1 m | 1 |  | 10.381 | 10.381
LS-PC6-SC6A-WH-002 | J | LS-PC-SC6AL-WH-020 | LS - Bretella permutazione FTP Categoria 6A LSZH bianca, 2 m | 1 |  | 14.8344 | 14.8344
LS-PC6-SC6A-WH-003 | J | LS-PC-SC6AL-WH-030 | LS - Bretella permutazione FTP Categoria 6A LSZH bianca, 3 m | 1 |  | 18.6558 | 18.6558
LS-PC6-SC6A-WH-005 | J | LS-PC-SC6AL-WH-050 | LS - Bretella permutazione FTP Categoria 6A LSZH bianca, 5 m | 1 |  | 28.1341 | 28.1341
Telefonia
LS-PPT-25TEL | J | TELEPHONE PATCH PANEL LS-TPP-25P | LS - Pannello telefonico a 25 porte non schermato | 1 |  | 101.0641 | 101.0641
LS-PPT-50TEL | J | TELEPHONE PATCH PANEL LS-TPP-50P | LS - Pannello telefonico a 50 porte non schermato | 1 |  | 145.6637 | 145.6637
Pannelli di permutazione scarichi modulari ed attrezzi di attestazione prese RJ45
LS-PP-48P-E-WM | J | LS-PP-48P-E-WM | LS - Pannello permutazione scarico 48 porte con barra di supporto 2 unità -nero- | 1 |  | 68.6664 | 68.6664
Accessori
LS-CBL-L4 | L | LS-CBL-L4 | LS - Pannello passapermute 1U 4 anelli lunghi in metallo -nero- | 1 |  | 11.6683 | 11.6683
LS-CBL-S4 | L | LS-CBL-S4 | LS - Pannello passapermute 1U 4 anelli corti in metallo -nero- | 1 |  | 11.54 | 11.54
LS-PLT-1W | J | LS-PLT-1W | LS - Placca utente ad una posizione colore bianco | 5 |  | 2 | 2
LS-PLT-1B | J | LS-PLT-1B | LS - Placca utente ad una posizione colore nero | 5 |  | 2 | 2
LS-PLT-2B | J | LS-PLT-2B | LS - Placca utente a due posizioni colore nero | 5 |  | 2 | 2
LS-PLT-3B | J | LS-PLT-3B | LS - Placca utente a tre posizioni colore nero | 5 |  | 2 | 2
LS-PLT-BL-B | J | LS-PLT-BL-B | LS - Inserto cieco per placca colore nero | 20 |  | 0.6 | 0.6
LS-ACC-WH | J | LS-ACC-WH | LS - Icone per pannelli colore bianco (10 pezzi) | 1 |  | 1.63 | 1.63
LS-ACC-BL | J | LS-ACC-BL | LS - Icone per pannelli colore blu (10 pezzi) | 1 |  | 1.63 | 1.63
LS-ACC-RD | J | LS-ACC-RD | LS - Icone per pannelli colore rosso (10 pezzi) | 1 |  | 1.63 | 1.63
LS-ACC-YL | J | LS-ACC-YL | LS - Icone per pannelli colore giallo (10 pezzi) | 1 |  | 1.63 | 1.63
LS-EZT-TOOL-FR | K | LS-EZT-TOOL-FR | LS - Attrezzo ad impatto per la connettorizzazione RIDC 180 gradi | 1 |  | 90.33 | 90.33
LS-EZT-TOOL-ER | J | LS-EZT-TOOL-ER | LS - Attrezzo ad impatto per la connettorizzazione ERI | 1 |  | 116.9685 | 116.9685
Connettori ottici prelappati
LS-FCE-SC/PC-SMBLFI09 | J | LS-FC-SC/PC-SM-BL-FI-09 | LS - Connettore ottico prelappato SC/PC singlemode, 250um & 900um colore blu | 10 |  | 8.7883 | 8.7883
Connettori Ottici a resinare Multimodali
LS-FCE-SCSXMM | J | LS-FC-SC/PC-MM-1-BG | LS - Connettore ottico a resinare SC simplex multimodale | 10 |  | 3.1562 | 3.1562
LS-FCE-LCSXMM-28 | J | LS-FC-LC/PC-MM-2-BG | LS - Connettore ottico a resinare LC duplex multimodale | 10 |  | 9.1965 | 9.1965
Bussole per cassetti ottici
LS-FAD-SCDXSM | J | LS-FA-SC-SM-C-2-BL-W | LS - Bussola SC duplex SM, slitta ceramica, corpo plastico | 10 |  | 4.004 | 4.004
LS-FAD-LCDXSM | J | LS-FA-LC-SM-C-2-BL-W | LS - Bussola LC duplex SM, slitta ceramica, corpo plastico | 10 |  | 7.4022 | 7.4022
Cassetti ottici Estraibili per bussole LC Multi e Mono
LS-FDF-LC-EP-048-SL | J | LS-FDF-SC-EP-048-H | LS - Cassetto ottico estraibile scarico 1U predisposto fino a 24 bussole LC duplex dotato di vassoio portagiunti ed accessori | 1 |  | 116.4796 | 116.4796
Bretelle in Fibra ottica SC-SC duplex
LS-FPS-SC50-1 | J | LS-JC-SC/SC-M2-20DPZ-010 | LS - Bretella ottica SC-SC duplex LSZH 50/125um, 1 m | 1 |  | 10.8857 | 10.8857
LS-FPS-SC50-2 | J | LS-JC-SC/SC-M2-20DPZ-020 | LS - Bretella ottica SC-SC duplex LSZH 50/125um, 2 m | 1 |  | 11.7714 | 11.7714
LS-FPS-SC503-1 | J | LS-JC-SC/SC-M3-20DPZ-010 | LS - Bretella ottica SC-SC duplex LSZH 50/125um OM3, 1 m | 1 |  | 11.5429 | 11.5429
LS-FPS-SC503-2 | J | LS-JC-SC/SC-M3-20DPZ-020 | LS - Bretella ottica SC-SC duplex LSZH 50/125um OM3, 2 m | 1 |  | 13.2571 | 13.2571
LS-FPS-SC503-3 | J | LS-JC-SC/SC-M3-20DPZ-030 | LS - Bretella ottica SC-SC duplex LSZH 50/125um OM3, 3 m | 1 |  | 14.8857 | 14.8857
LS-FPS-SC503-5 | J | LS-JC-SC/SC-M3-20DPZ-050 | LS - Bretella ottica SC-SC duplex LSZH 50/125um OM3, 5 m | 1 |  | 18.2857 | 18.2857
LS-FPS-SC09-1 | J | LS-JC-SC/SC-SM-20DPZ-010 | LS - Bretella ottica SC-SC duplex LSZH 9/125um, 1 m | 1 |  | 11.2 | 11.2
LS-FPS-SC09-2 | J | LS-JC-SC/SC-SM-20DPZ-020 | LS - Bretella ottica SC-SC duplex LSZH 9/125um, 2 m | 1 |  | 11.8286 | 11.8286
LS-FPS-SC09-3 | J | LS-JC-SC/SC-SM-20DPZ-030 | LS - Bretella ottica SC-SC duplex LSZH 9/125um, 3 m | 1 |  | 12.4286 | 12.4286
LS-FPS-SC09-5 | J | LS-JC-SC/SC-SM-20DPZ-050 | LS - Bretella ottica SC-SC duplex LSZH 9/125um, 5 m | 1 |  | 13.6857 | 13.6857
Bretelle in Fibra ottica LC Duplex
LS-FPL-LC50-1 | J | LS-JC-LC/LC-M2-20DPZ-010 | LS - Bretella ottica LC-LC duplex LSZH 50/125um, 1 m | 1 |  | 12.4857 | 12.4857
LS-FPL-LC50-2 | J | LS-JC-LC/LC-M2-20DPZ-020 | LS - Bretella ottica LC-LC duplex LSZH 50/125um, 2m | 1 |  | 13.4286 | 13.4286
LS-FPL-LC50-3 | J | LS-JC-LC/LC-M2-20DPZ-030 | LS - Bretella ottica LC-LC duplex LSZH 50/125um, 3m | 1 |  | 14.3143 | 14.3143
LS-FPL-LC50-5 | J | LS-JC-LC/LC-M2-20DPZ-050 | LS - Bretella ottica LC-LC duplex LSZH 50/125um, 5m | 1 |  | 16.1143 | 16.1143
LS-FPL-LC503-1 | J | LS-JC-LC/LC-M3-20DPZ-010 | LS - Bretella ottica LC-LC duplex LSZH 50/125um OM3, 1 m | 1 |  | 13.0571 | 13.0571
LS-FPL-LC503-2 | J | LS-JC-LC/LC-M3-20DPZ-020 | LS - Bretella ottica LC-LC duplex LSZH 50/125um OM3, 2 m | 1 |  | 14.4286 | 14.4286
LS-FPL-LC503-3 | J | LS-JC-LC/LC-M3-20DPZ-030 | LS - Bretella ottica LC-LC duplex LSZH 50/125um OM3, 3 m | 1 |  | 15.8286 | 15.8286
LS-FPL-LC09-1 | J | LS-JC-LC/LC-SM-20DPZ-010 | LS - Bretella ottica LC-LC duplex LSZH 09/125um, 1 m | 1 |  | 13.3714 | 13.3714
LS-FPL-LC09-2 | J | LS-JC-LC/LC-SM-20DPZ-020 | LS - Bretella ottica LC-LC duplex LSZH 09/125um, 2 m | 1 |  | 13.9714 | 13.9714
LS-FPL-LC09-3 | J | LS-JC-LC/LC-SM-20DPZ-030 | LS - Bretella ottica LC-LC duplex LSZH 09/125um, 3 m | 1 |  | 14.6 | 14.6
LS-FPL-LC09-5 | J | LS-JC-LC/LC-SM-20DPZ-050 | LS - Bretella ottica LC-LC duplex LSZH 09/125um, 5 m | 1 |  | 15.8286 | 15.8286
Bretelle in Fibra ottica LC-SC Duplex
LS-FPL-LCSC50-1 | J | LS-JC-LC/SC-M2-20DPZ-010 | LS - Bretella ottica LC-SC duplex LSZH 50/125um, 1 m | 1 |  | 11.3407 | 11.3407
LS-FPL-LCSC50-2 | J | LS-JC-LC/SC-M2-20DPZ-020 | LS - Bretella ottica LC-SC duplex LSZH 50/125um, 2m | 1 |  | 12.2637 | 12.2637
LS-FPL-LCSC50-3 | J | LS-JC-LC/SC-M2-20DPZ-030 | LS - Bretella ottica LC-SC duplex LSZH 50/125um, 3m | 1 |  | 13.1868 | 13.1868
LS-FPL-LCSC50-5 | J | LS-JC-LC/SC-M2-20DPZ-050 | LS - Bretella ottica LC-SC duplex LSZH 50/125um, 5m | 1 |  | 15 | 15
LS-FPL-LCSC503-1 | J | LS-JC-LC/SC-M3-20DPZ-010 | LS - Bretella ottica LC-SC duplex LSZH 50/125um OM3, 1 m | 1 |  | 12.0211 | 12.0211
LS-FPL-LCSC503-3 | J | LS-JC-LC/SC-M3-20DPZ-030 | LS - Bretella ottica LC-SC duplex LSZH 50/125um OM3, 3 m | 1 |  | 15.3959 | 15.3959
LS-FPL-LCSC503-5 | J | LS-JC-LC/SC-M3-20DPZ-050 | LS - Bretella ottica LC-SC duplex LSZH 50/125um OM3, 5 m | 1 |  | 18.7429 | 18.7429

## Netconnect
Listino Giugno22 |  |  | WWW.COMPASSTECH.IT
Indice
Netconnect
Cod. Compass |  | Cod. Vendor | Descrizione | MOQ |  | Listino install. | Netto
Placche autoportanti
AM-PLT-55750501 | J | 557505-1 | NETCONNECT - Placca singola per SL & 110Connect 2 porte (RJ45) colore avorio | 1 |  | 4.628 | 4.628
AM-PLT-55808801 | J | 558088-1 | NETCONNECT - Placca singola per SL & 110Connect 4 porte (RJ45) colore avorio | 1 |  | 4.784 | 4.784
AM-PLT-55808802 | L | 558088-2 | NETCONNECT - Placca singola per SL & 110Connect 4 porte (RJ45) colore nero | 1 | PROMO | 3.2175 | 3.2175
AM-PLT-40618501 | ) | 406185-1 | NETCONNECT - Placca singola per SL & 110Connect 4 porte angolate RJ45 avorio | 1 |  | 5.317 | 5.317
AM-PLT-211102101 | L | 2111021-1 | NETCONNECT - Placca sottile SL&110Connect 1 porta RJ45 colore avorio | 1 | PROMO | 3.3891 | 3.3891
AM-PLT-211102201 | J | 2111022-1 | NETCONNECT - Placca sottile SL&110Connect 2 porte RJ45 colore avorio | 1 |  | 3.029 | 3.029
AM-PLT-211102401 | L | 2111024-1 | NETCONNECT - Placca sottile SL&110Connect 4 porte RJ45 colore avorio | 1 | PROMO | 4.29 | 4.29
AM-PLT-211100801 | ) | 2111008-1 | NETCONNECT - Placca sottile SL&110Connect 1 porta con porta-etichette ed icone colore avorio | 1 |  | 3.601 | 3.601
AM-PLT-211100901 | ) | 2111009-1 | NETCONNECT - Placca sottile SL&110Connect 2 porte con porta-etichette ed icone colore avorio | 1 |  | 3.601 | 3.601
AM-PLT-211100913 | J | 1-2111009-3 | NETCONNECT - Placca sottile SL&110Connect 2 porte con porta-etichette ed icone colore bianco alpino | 1 |  | 3.601 | 3.601
AM-PLT-211101013 | ) | 1-2111010-3 | NETCONNECT - Placca sottile SL&110Connect 3 porte con porta-etichette ed icone colore bianco alpino | 1 |  | 3.601 | 3.601
AM-PLT-211101101 | ) | 2111011-1 | NETCONNECT - Placca sottile SL&110Connect 4 porte con porta-etichette ed icone colore avorio | 1 |  | 3.601 | 3.601
AM-PLT-211101201 | ) | 2111012-1 | NETCONNECT - Placca sottile SL&110Connect 6 porte con porta-etichette ed icone colore avorio | 1 |  | 3.601 | 3.601
AM-PLT-55825101 | ) | 558251-1 | NETCONNECT - Scatola da parete singola avorio | 1 |  | 23.933 | 23.933
AM-PLT-56949901 | L | 569499-1 | NETCONNECT - Scatola da parete doppia avorio | 1 | PROMO | 6.1776 | 6.1776
AM-PLT-111669813 | ) | 1-1116698-3 | NETCONNECT - Scatola da parete per SL, due porte RJ45, colore bianco alpino | 1 |  | 3.874 | 3.874
AM-PLT-111641201 | J | 1116412-1 | NETCONNECT - Inserto cieco colore avorio | 25 |  | 0.533 | 0.533
AM-PLT-111641202 | J | 1116412-2 | NETCONNECT - Inserto cieco colore nero | 25 |  | 0.533 | 0.533
AM-PLT-111641213 | J | 1-1116412-3 | NETCONNECT - Inserto cieco colore bianco alpino | 25 |  | 0.533 | 0.533
AM-ACC-55819801 | L | 558198-1 | NETCONNECT - Icone (dati) avorio | 10 |  | 1.144 | 1.144
AM-ACC-55819802 | ) | 558198-2 | NETCONNECT - Icone (dati) rosso | 10 |  | 1.144 | 1.144
AM-ACC-55819803 | ) | 558198-3 | NETCONNECT - Icone (dati) verde | 10 |  | 1.144 | 1.144
AM-ACC-55819804 | ) | 558198-4 | NETCONNECT - Icone (dati) blu | 10 |  | 1.144 | 1.144
AM-ACC-55817602 | L | 558176-2 | NETCONNECT - Icone (cieca/cat5e/Cat.6) rosso | 10 | PROMO | 0.429 | 0.429
AM-ACC-55817603 | L | 558176-3 | NETCONNECT - Icone (cieca/cat5e/Cat.6) verde | 10 | PROMO | 0.429 | 0.429
AM-ACC-55817604 | L | 558176-4 | NETCONNECT - Icone (cieca/cat5e/Cat.6) blu | 10 | PROMO | 0.429 | 0.429
AM-ACC-55817605 | L | 558176-5 | NETCONNECT - Icone (cieca/cat5e/Cat.6) giallo | 10 | PROMO | 0.429 | 0.429
AM-MJ6-171189701 | ) | 1711897-1 | NETCONNECT - Adattatore angolato montaggio guida DIN per prese serie SL | 10 |  | 13.481 | 13.481
AM-ACC-171165802 | ) | 1711658-2 | NETCONNECT - Coperchio di chiusura per adattatore angolato montaggio guida DIN prese serie SL | 10 |  | 16.185 | 16.185
Office Box Universali
AM-ACC-111669701 | ) | 1116697-1 | NETCONNECT - Scatola di superficie ad 1 porta per jack SL colore avorio | 1 |  | 4.199 | 4.199
AM-ACC-111669713 | J | 1-1116697-3 | NETCONNECT - Scatola di superficie ad 1 porta per jack SL colore bianco alpino | 1 |  | 4.199 | 4.199
AM-ACC-193366801 | ) | 1933668-1 | NETCONNECT - Scatola di superficie a 2 porte per jack SL colore avorio | 1 |  | 9.048 | 9.048
AM-ACC-193366813 | J | 1-1933668-3 | NETCONNECT - Scatola di superficie a 2 porte per jack SL colore bianco alpino | 1 |  | 9.048 | 9.048
AM-ACC-193367101 | ) | 1933671-1 | NETCONNECT - Scatola di superficie a 4 porte per jack SL colore avorio | 1 |  | 11.895 | 11.895
AM-ACC-193367113 | ) | 1-1933671-3 | NETCONNECT - Scatola di superficie a 4 porte per jack SL colore bianco alpino | 1 |  | 11.843 | 11.843
AM-ACC-193367401 | ) | 1933674-1 | NETCONNECT - Scatola di superficie a 6 porte per jack SL colore avorio | 1 |  | 13.741 | 13.741
AM-ACC-193367413 | ) | 1-1933674-3 | NETCONNECT - Scatola di superficie a 6 porte per jack SL colore bianco alpino | 1 |  | 12.246 | 12.246
Modular Plug
AM-PLG-55471062 | ) | 6-554710-2 | COMMSCOPE - Plug 6/6 Cat3 non schermato - cavo tondo solido e trefolato OD max 4,60mm 26-24 AWG - 500 pz p/n MP-66U-R-5 | 5000 |  | 0.38333 | 0.38333
AM-PLG-55471063 | ) | 6-554710-3 | COMMSCOPE - Plug 6/6 Cat3 non schermato - cavo tondo solido e trefolato OD max 4,60mm 26-24 AWG - 100 pz p/n MP-66U-R-1 | 2000 |  | 0.42165 | 0.42165
AM-PLG-64133762 | ) | 6-641337-2 | COMMSCOPE - Plug 6/6 Cat3 non schermato cavo piatto solido e trefolato OD max 6,61 mm 26-24 AWG - 500pz p/n MP-66U-F-5 | 500 |  | 0.42283 | 0.42283
AM-PLG-55517563 | ) | 6-555175-3 | COMMSCOPE - Plug 6/6 Cat3 schermato - corpo lungo, cavo tondo solido e trefolato OD max 4,96 mm 26-24 AWG - 100pz p/n MP-66S-LR-1 | 1000 |  | 1.931 | 1.931
AM-PLG-55416953 | L | 5-554169-3 | COMMSCOPE - Plug 8/8 Cat3 non schermato - cavo tondo solido e trefolato - 100pz | 100 | PROMO | 0.2772 | 0.2772
AM-PLG-56953254 | L | 5-569532-4 | COMMSCOPE - Plug 8/8 Cat3 schermato - cavo tondo solido e trefolato - 100pz | 100 | PROMO | 2.9106 | 2.9106
AM-PLG-55731563 | ) | 6-557315-3 | COMMSCOPE - Plug 8/8 Cat5 non schermato - cavo tondo solido e trefolato OD max 5,10mm 26-24 AWG - 100 pz p/n MP-88U-R-1 | 1000 |  | 0.72666 | 0.72666
AM-PLG-55472063 | ) | 6-554720-3 | COMMSCOPE - Plug 8/8 Cat5 non schermato - cavo piatto ovale solido e tref. OD max 8,89x2,54mm 26-24 AWG - 100 pz p/n MP-88U-F-1 | 100 |  | 0.83173 | 0.83173
AM-PLG-56955253 | L | 5-569552-3 | COMMSCOPE - Plug 8/8 Cat5e High Perf. schermato cavo tondo trefolato | 100 | PROMO | 1.0626 | 1.0626
AM-PLG-56955254 | L | 5-569552-4 | COMMSCOPE - Plug 8/8 Cat5e High Perf. schermato cavo tondo solido | 100 | PROMO | 0.99792 | 0.99792
AM-PLG-56927863 | ) | 6-569278-3 | COMMSCOPE - Plug 8/8 Cat5e High Perf. non schermato cavo tondo solido e trefolato OD max 5,60 mm 26-23 AWG - 100pz p/n MP-5EU-1 | 100 |  | 0.69417 | 0.69417
AM-PLG-56927862 | ) | 6-569278-2 | COMMSCOPE - Plug 8/8 Cat5e High Perf. non schermato cavo tondo solido e trefolato OD max 5,60 mm 26-23 AWG - 500pz p/n MP-5EU-5 | 500 |  | 0.68541 | 0.68541
AM-PLG-56953063 | ) | 6-569530-3 | COMMSCOPE - Plug 8/8 Cat5 schermato - cavo tondo solido e trefolato OD max 5,10 mm 26-24 AWG - 100pz p/n MP-88S-R-1 | 1000 |  | 1.1605 | 1.1605
AM-PLG-56953062 | ) | 6-569530-2 | COMMSCOPE - Plug 8/8 Cat5 schermato - cavo tondo solido e trefolato OD max 5,10 mm 26-24 AWG - 500pz p/n MP-88S-R-1 | 500 |  | 1.0535 | 1.0535
AM-PLG-56955063 | ) | 6-569550-3 | COMMSCOPE - Plug 8/8 Cat5e High Perf. schermato cavo tondo solido e trefolato OD max 5,60 mm 26-23 AWG - 100pz p/n MP-5ES-1 | 500 |  | 1.7435 | 1.7435
AM-PLG-56955062 | ) | 6-569550-2 | COMMSCOPE - Plug 8/8 Cat5e High Perf. schermato cavo tondo solido e trefolato OD max 5,60 mm 26-23 AWG - 500pz p/n MP-5ES-5 | 500 |  | 1.6605 | 1.6605
AM-PLG-284300761 | ) | 6-2843007-1 | COMMSCOPE - Plug 8/8 Cat6/6A non schermato - cavo tondo solido e trefolato OD max 7,40 mm 26-23 AWG - 100pz p/n MP-6AU-Plug-A-1 | 500 |  | 0.86831 | 0.86831
AM-PLG-211197963 | ) | 6-2111979-3 | COMMSCOPE - Plug 8/8 Cat6 schermato - cavo tondo solido e trefolato OD max 6,00 mm 26-23 AWG - 100pz p/n MP-6S-B-1 | 500 |  | 1.368 | 1.368
AM-PLG-211198163 | ) | 6-2111981-3 | COMMSCOPE - Plug 8/8 Cat6A schermato - cavo tondo solido e trefolato OD max 6,00 mm 26-23 AWG - 100pz p/n MP-6AS-B-1 | 500 |  | 1.2063 | 1.2063
AM-PLG-211198463 | ) | 6-2111984-3 | COMMSCOPE - Plug 8/8 Cat6A schermato - cavo tondo solido e trefolato OD max 7,00 mm 26-23 AWG - 100pz p/n MP-6AS-C-1 | 500 |  | 1.3929 | 1.3929
AM-PLG-760244129 | ) | 760244129 | COMMSCOPE - Plug 8/8 Cat6A per terminazione da campo (std. MPTL) cavo U/UTP solido e tref. OD max 7,4 mm 26-23 AWG, conf. 100pz | 1 |  | 857.668 | 857.668
AM-PLG-760244130 | ) | 760244130 | COMMSCOPE - Plug 8/8 Cat6 per terminazione da campo (std. MPTL) cavo U/UTP solido e tref. OD max 6,0 mm 26-23 AWG, conf. 100pz | 1 |  | 799.512 | 799.512
AM-PLG-760244097 | ) | 760244097 | COMMSCOPE - Clip per plug di terminazione da campo (std. MPTL) blu, conf. 50 pz | 1 |  | 32.704 | 32.704
Sistema Cat.3
Sistema Cat.3: Cavi in Rame
AM-CVR-171149401 | L | 1711494-1 | NETCONNECT - Cavo non schermato Cat.3, solido AWG 24, 25cp, LSZH, reel 500 m -bianco- | 500 | PROMO | 4.9335 | 4.9335
AM-CVR-999903050 | ) | 999903050 | COMMSCOPE - Cavo non schermato Cat.3, solido AWG 24, 25cp, LSZH, Eca, bobina 1000 m -grigio- p/n 3010B SLT C3 25/24 U/UTP RL 1000M | 1000 |  | 8.892 | 8.892
AM-CVR-999903060 | ) | 999903060 | COMMSCOPE - Cavo non schermato Cat.3, solido AWG 24, 50cp, LSZH, Eca, bobina 1000 m -grigio- p/n 3010B SLT C3 50/24 U/UTP RL 1000M | 1000 |  | 22.334 | 22.334
AM-CVR-999903070 | ) | 999903070 | COMMSCOPE - Cavo non schermato Cat.3, solido AWG 24, 100cp, LSZH, Eca, bobina 1000 m -grigio p/n 3010B SLT C3 100/24 U/UTP R1000 | 1000 |  | 39.637 | 39.637
AM-CVR-171149501 | L | 1711495-1 | NETCONNECT - Cavo non schermato Cat.3, solido AWG 24, 50cp, LSZH, reel 500 m -bianco- | 500 | PROMO | 6.006 | 6.006
AM-CVR-171149601 | L | 1711496-1 | NETCONNECT - Cavo non schermato Cat. 3, solido AWG 24, 100cp, guaina LSZH, reel 500 m -bianco- | 500 | PROMO | 9.7598 | 9.7598
Sistema Cat.3: Prese RJ45 SL e Pannelli di Permutazione Telefonici
AM-MJ3-137519201 | ) | 1375192-1 | NETCONNECT - Inserto RJ11/RJ14/RJ25C di Cat. 3 SL UTP colore avorio | 25 |  | 4.942 | 4.942
AM-MJ3-137519202 | ) | 1375192-2 | NETCONNECT - Inserto RJ11/RJ14/RJ25C di Cat. 3 SL UTP colore nero | 25 |  | 4.942 | 4.942
AM-MJ3-137519213 | ) | 1-1375192-3 | NETCONNECT - Inserto RJ11/RJ14/RJ25C di Cat. 3 SL UTP colore bianco alpino | 25 |  | 4.942 | 4.942
AM-PPT-171121302 | J | 1711213-2 | COMMSCOPE - Pannello telefonico Cat. 3 a 25 porte precaricato nero | 1 |  | 117.474 | 117.474
AM-PPT-171121402 | J | 1711214-2 | COMMSCOPE - Pannello telefonico Cat. 3 a 50 porte precaricato nero | 1 |  | 188.006 | 188.006
Sistema 110XC Cat5e
Sistema 110XC Cat5e: Connettività
AM-PLG-56947701 | L | 569477-1 | NETCONNECT - Plug a 1 coppia per cross connect | 10 | PROMO | 4.0194 | 4.0194
AM-PLG-56947801 | L | 569478-1 | NETCONNECT - Plug a 2 coppia per cross connect | 10 | PROMO | 4.2966 | 4.2966
AM-PLG-56947901 | L | 569479-1 | NETCONNECT - Plug a 3 coppia per cross connect | 10 | PROMO | 3.2663 | 3.2663
AM-PLG-56948001 | L | 569480-1 | NETCONNECT - Plug a 4 coppia per cross connect | 10 | PROMO | 6.1608 | 6.1608
AM-XC5-55840001 | L | 558400-1 | NETCONNECT - Blocco XConnect a 3 coppie | 10 | PROMO | 0.57149 | 0.57149
AM-XC5-55840101 | ) | 558401-1 | NETCONNECT - Blocco XConnect a 4 coppie | 10 |  | 1.666 | 1.666
AM-XC5-55840201 | ) | 558402-1 | NETCONNECT - Blocco XConnect a 5 coppie | 10 |  | 1.75 | 1.75
AM-XC5-55841701 | ) | 558417-1 | NETCONNECT - Porta etichetta Xconnect per la striscia | 10 |  | 2.758 | 2.758
AM-XC5-55884101 | ) | 558841-1 | NETCONNECT - Striscie Xconnect con gambe di montaggio a 50 coppie | 1 |  | 18.774 | 18.774
AM-XC5-55884201 | ) | 558842-1 | NETCONNECT - Striscie Xconnect con gambe di montaggio a 100 coppie | 1 |  | 25.2 | 25.2
AM-XC5-55884301 | ) | 558843-1 | NETCONNECT - Striscie Xconnect con gambe di montaggio a 300 coppie | 1 |  | 62.594 | 62.594
AM-XC5-55883901 | ) | 558839-1 | NETCONNECT - Striscie Xconnect senza gambe di montaggio a 50 coppie | 1 |  | 11.97 | 11.97
AM-XC5-55884001 | ) | 558840-1 | NETCONNECT - Striscie Xconnect senza gambe di montaggio a 100 coppie | 1 |  | 18.732 | 18.732
AM-XC5-56943301 | L | 569433-1 | NETCONNECT - Kit Xconnect 110 a 50 coppie (blocchi a 4&5 coppie) | 1 | PROMO | 15.7842 | 15.7842
AM-XC5-56943901 | ) | 569439-1 | NETCONNECT - Kit Xconnect 110 a 100 coppie (blocchi a 4&5 coppie) | 1 |  | 68.796 | 68.796
AM-XC5-56944001 | ) | 569440-1 | NETCONNECT - Kit Xconnect 110 a 100 coppie (blocchi a 5 coppie) | 1 |  | 67.886 | 67.886
AM-XC5-56944501 | ) | 569445-1 | NETCONNECT - Kit Xconnect 110 a 300 coppie (blocchi a 4&5 coppie) | 1 |  | 197.848 | 197.848
AM-XC5-56985101 | L | 569851-1 | NETCONNECT - Telaio passacavi Xconnect verticale a 300 coppie | 1 | PROMO | 131.67 | 131.67
AM-XC5-56985201 | L | 569852-1 | NETCONNECT - Telaio passacavi Xconnect verticale a 900 coppie | 1 | PROMO | 311.85 | 311.85
AM-XC5-56938901 | ) | 569389-1 | NETCONNECT - Supporto Xconnect alla gestione dei cavi con gambe | 1 |  | 14.308 | 14.308
AM-XC5-56959701 | ) | 569597-1 | NETCONNECT - Supporto Xconnect alla gestione dei cavi senza gambe | 1 |  | 13.37 | 13.37
AM-XC5-56943101 | L | 569431-1 | NETCONNECT - Anello passacavi Xconnect 5.7" | 1 | PROMO | 29.6442 | 29.6442
AM-XC5-55863501 | ) | 558635-1 | NETCONNECT - Pannello Xconnect per montaggio a rack 100 coppie - 1U | 1 |  | 57.596 | 57.596
AM-XC5-55863701 | ) | 558637-1 | NETCONNECT - Pannello Xconnect per montaggio a rack 200 coppie - 2U | 1 |  | 86.646 | 86.646
AM-XC5-40664101 | ) | 406641-1 | NETCONNECT - Passacavi Xconnect per montaggio a rack | 1 |  | 73.948 | 73.948
Sistema 110XC Cat5e: Bretelle di permutazione
AM-XC5-56952310 | L | 1-569523-0 | NETCONNECT - Bretella XC - Cat5e XC-XC a 1 coppia - 10ft (3 m) | 1 | PROMO | 10.6953 | 10.6953
AM-XC5-56952402 | L | 569524-2 | NETCONNECT - Bretella XC - Cat5e XC-XC a 2 coppie - 2ft (0,6 m) | 1 | PROMO | 9.5865 | 9.5865
AM-XC5-56952404 | L | 569524-4 | NETCONNECT - Bretella XC - Cat5e XC-XC a 2 coppie - 4ft (1,2 m) | 1 | PROMO | 10.8108 | 10.8108
AM-XC5-56952406 | L | 569524-6 | NETCONNECT - Bretella XC - Cat5e XC-XC a 2 coppie - 6ft (1,8 m) | 1 | PROMO | 11.4345 | 11.4345
AM-XC5-56952408 | L | 569524-8 | NETCONNECT - Bretella XC - Cat5e XC-XC a 2 coppie - 8ft (2,5 m) | 1 | PROMO | 11.55 | 11.55
AM-XC5-56952410 | L | 1-569524-0 | NETCONNECT - Bretella XC - Cat5e XC-XC a 2 coppie - 10ft (3 m) | 1 | PROMO | 14.1718 | 14.1718
AM-XC5-56952602 | K | 569526-2 | NETCONNECT - Bretella XC - Cat5e XC-XC a 4 coppie - 2ft (0,6 m) | 1 | PROMO | 11.6378 | 11.6378
AM-XC5-56952604 | L | 569526-4 | NETCONNECT - Bretella XC - Cat5e XC-XC a 4 coppie - 4ft (1,2 m) | 1 | PROMO | 10.857 | 10.857
AM-XC5-56952606 | L | 569526-6 | NETCONNECT - Bretella XC - Cat5e XC-XC a 4 coppie - 6ft (1,8 m) | 1 | PROMO | 9.6489 | 9.6489
AM-XC5-56952608 | L | 569526-8 | NETCONNECT - Bretella XC - Cat5e XC-XC a 4 coppie - 8ft (2,5 m) | 1 | PROMO | 13.7075 | 13.7075
AM-XC5-56952610 | L | 1-569526-0 | NETCONNECT - Bretella XC - Cat5e XC-XC a 4 coppie - 10ft (3 m) | 1 | PROMO | 16.1215 | 16.1215
AM-XC5-56952702 | L | 569527-2 | NETCONNECT - Bretella XC - Cat5e RJ45-XC T568A a 4 cp - 2ft (0,6 m) | 1 | PROMO | 9.3024 | 9.3024
AM-XC5-56952706 | L | 569527-6 | NETCONNECT - Bretella XC - Cat5e RJ45-XC T568A a 4 cp - 6ft (1,8 m) | 1 | PROMO | 13.2432 | 13.2432
AM-XC5-56952708 | L | 569527-8 | NETCONNECT - Bretella XC - Cat5e RJ45-XC T568A a 4 cp - 8ft (2,5 m) | 1 | PROMO | 13.7376 | 13.7376
AM-XC5-56952710 | L | 1-569527-0 | NETCONNECT - Bretella XC - Cat5e RJ45-XC T568A a 4 cp - 10ft (3 m) | 1 | PROMO | 8.9767 | 8.9767
AM-XC5-56952802 | L | 569528-2 | NETCONNECT - Bretella XC - Cat5e RJ45-XC T568B a 4 cp - 2ft (0,6 m) | 1 | PROMO | 9.7343 | 9.7343
AM-XC5-56952810 | L | 1-569528-0 | NETCONNECT - Bretella XC - Cat5e RJ45-XC T568B a 4 cp - 10ft (3 m) | 1 | PROMO | 13.4996 | 13.4996
AM-XC5-56966902 | L | 569669-2 | NETCONNECT - Bretella XC - Cat5e RJ45-XC T568B 10BaseT a 2 cp - 2ft (0,6 m) | 1 | PROMO | 11.6193 | 11.6193
AM-XC5-56966904 | L | 569669-4 | NETCONNECT - Bretella XC - Cat5e RJ45-XC T568B 10BaseT a 2 cp - 4ft (1,2 m) | 1 | PROMO | 13.0769 | 13.0769
AM-XC5-56966906 | L | 569669-6 | NETCONNECT - Bretella XC - Cat5e RJ45-XC T568B 10BaseT a 2 cp - 6ft (1,8 m) | 1 | PROMO | 14.3774 | 14.3774
AM-XC5-56966910 | L | 1-569669-0 | NETCONNECT - Bretella XC - Cat5e RJ45-XC T568B 10BaseT a 2 cp - 10ft (3 m) | 1 | PROMO | 15.015 | 15.015
Sistema Cat.5e non schermato
Sistema Cat.5e non schermato: Cavi in Rame
AM-CVR-5753802 | L | 57538-2 | NETCONNECT - Cavo non schermato Cat. 5e, solido AWG 24, 4cp, guaina LSZH, Eca, pull box 305m -bianco- | 305 | PROMO | 0.6435 | 0.6435
AM-CVR-5753819 | L | 1-57538-9 | NETCONNECT - Cavo non schermato Cat. 5e, solido AWG 24, 4cp, guaina LSZH, Eca, pull box 305m -arancio- | 305 | PROMO | 0.40095 | 0.40095
Sistema Cat.5e non schermato: Prese RJ45 SL
AM-MJ5-137519101 | ) | 1375191-1 | NETCONNECT - Inserto RJ45 di Cat. 5e SL non schermato colore avorio | 1 |  | 5.304 | 5.304
AM-MJ5-137519102 | ) | 1375191-2 | NETCONNECT - Inserto RJ45 di Cat. 5e SL non schermato colore nero | 1 |  | 5.304 | 5.304
AM-MJ5-137519113 | ) | 1-1375191-3 | NETCONNECT - Inserto RJ45 di Cat. 5e SL non schermato colore bianco alpino | 1 |  | 5.304 | 5.304
AM-MJ5-137519001 | L | 1375190-1 | NETCONNECT - Inserto RJ45 di Cat. 5e SL sportello antipolvere UTP avorio | 1 | PROMO | 3.0244 | 3.0244
AM-MJ5-137519002 | L | 1375190-2 | NETCONNECT - Inserto RJ45 di Cat. 5e SL sportello antipolvere UTP nero | 1 | PROMO | 3.0244 | 3.0244
AM-MJ5-137519003 | L | 1375190-3 | NETCONNECT - Inserto RJ45 di Cat. 5e SL sportello antipolvere UTP bianco | 1 | PROMO | 4.1827 | 4.1827
Sistema Cat.5e non schermato: Pannelli di permutazione
AM-PP5-40698101 | L | 406981-1 | NETCONNECT - Pannello precaricato Cat. 5e a 12 porte 1U, non schermato | 1 | PROMO | 107.0091 | 107.0091
AM-PP5-40633101 | L | 406331-1 | NETCONNECT - Pannello precaricato Cat. 5e a 48 porte 2U, non schermato | 1 | PROMO | 174.4133 | 174.4133
AM-PP5-40633201 | L | 406332-1 | NETCONNECT - Pannello precaricato Cat. 5e a 96 porte 4U, non schermato | 1 | PROMO | 417.8567 | 417.8567
AM-PP5-147915502 | L | 1479155-2 | NETCONNECT - Pannello precaricato con jack SL Cat. 5e a 48 porte 2U, UTP (ex -1) | 1 | PROMO | 188.4019 | 188.4019
Sistema Cat.5e non schermato: Bretelle di permutazione UTP LSZH
AM-PC5-CO155E208M001 | ) | CO155E2-08M001 | COMMSCOPE - Bretella di permutazione Cat.5e, U/UTP RJ45/RJ45 LSZH bianca, 1m p/n CO5E-U-Z-WH-1M | 20 |  | 5.018 | 5.018
AM-PC5-CO155E208M002 | ) | CO155E2-08M002 | COMMSCOPE - Bretella di permutazione Cat.5e, U/UTP RJ45/RJ45 LSZH bianca, 2m p/n CO5E-U-Z-WH-2M | 20 |  | 6.812 | 6.812
AM-PC5-CO155E208M003 | ) | CO155E2-08M003 | COMMSCOPE - Bretella di permutazione Cat.5e, U/UTP RJ45/RJ45 LSZH bianca, 3m p/n CO5E-U-Z-WH-3M | 20 |  | 8.593 | 8.593
AM-PC5-CO155E208M005 | ) | CO155E2-08M005 | COMMSCOPE - Bretella di permutazione Cat.5e, U/UTP RJ45/RJ45 LSZH bianca, 5m p/n CO5E-U-Z-WH-5M | 20 |  | 12.064 | 12.064
AM-PC5-CO155E208M010 | ) | CO155E2-08M010 | COMMSCOPE - Bretella di permutazione Cat.5e, U/UTP RJ45/RJ45 LSZH bianca, 10m p/n CO5E-U-Z-WH-10M | 20 |  | 20.904 | 20.904
Sistema Cat.5e schermato
Sistema Cat.5e schermato: Cavi in Rame
AM-CVR-21942002 | ) | 219420-2 | NETCONNECT - Cavo schermato FTP Cat. 5e, solido AWG 24, 4cp, guaina LSZH, Dca s2 d2 a1, pull box 305m -bianco- | 3660 |  | 1.014 | 1.014
AM-CVR-21948402 | ) | 219484-2 | NETCONNECT - Cavo schermato SF/UTP Cat. 5e, solido AWG 24, 4cp, guaina LSZH, Eca, reel 500m -bianco- | 500 |  | 1.2285 | 1.2285
Sistema Cat.5e schermato: Prese RJ45 SL
AM-MJ5-211112201 | ) | 2111122-1 | NETCONNECT - Adattatore RJ45/RJ45 di Cat. 5e SL schermato | 1 |  | 14.69 | 14.69
Sistema Cat.5e schermato: Pannelli di permutazione
AM-PP5-33667102 | L | 336671-2 | NETCONNECT - Pannello precaricato Cat. 5e a 24 porte 1U, schermato nero | 1 | PROMO | 180.0356 | 180.0356
Sistema Cat.5e schermato: Bretelle di permutazione FTP LSZH
AM-PC5-CO1777208M001 | ) | CO17772-08M001 | COMMSCOPE - Bretella di permutazione schermata Cat.5e, F/UTP RJ45/RJ45 LSZH bianca, 1m p/n CO5E-S-Z-WH-1M | 20 |  | 6.858 | 6.858
AM-PC5-CO1777208M002 | ) | CO17772-08M002 | COMMSCOPE - Bretella di permutazione schermata Cat.5e, F/UTP RJ45/RJ45 LSZH bianca, 2m p/n CO5E-S-Z-WH-2M | 20 |  | 9.3825 | 9.3825
AM-PC5-CO1777208M003 | ) | CO17772-08M003 | COMMSCOPE - Bretella di permutazione schermata Cat.5e, F/UTP RJ45/RJ45 LSZH bianca, 3m p/n CO5E-S-Z-WH-3M | 20 |  | 11.907 | 11.907
AM-PC5-CO1777208M005 | ) | CO17772-08M005 | COMMSCOPE - Bretella di permutazione schermata Cat.5e, F/UTP RJ45/RJ45 LSZH bianca, 5m p/n CO5E-S-Z-WH-5M | 20 |  | 16.956 | 16.956
Sistema Cat.6 non schermato
Sistema Cat.6 non schermato: Cavi in Rame
AM-CVR-88401570410 | J | 884015704/10 | NETCONNECT - Cavo non schermato U/UTP Cat.6, solido AWG 23, 4cp, LSZH, B2ca s1 d0 a1, reel 305m -bianco- p/n CS34ZB | 305 |  | 1.3332 | 1.3332
AM-CVR-88401571410 | ) | 884015714/10 | NETCONNECT - Cavo non schermato U/UTP Cat.6, solido AWG 23, 4cp, LSZH, B2ca s1 d0 a1, pull box 305m -bianco- p/n CS34ZB | 305 |  | 1.3332 | 1.3332
AM-CVR-88401620410 | ) | 884016204/10 | NETCONNECT - Cavo non schermato U/UTP Cat.6, solido AWG 23, 4cp, LSZH, Cca s1 d1 a1, reel 305m -bianco- p/n CS34ZC | 305 |  | 1.2936 | 1.2936
AM-CVR-88401621410 | ) | 884016214/10 | NETCONNECT - Cavo non schermato U/UTP Cat.6, solido AWG 23, 4cp, LSZH, Cca s1 d1 a1, pool box 305m -bianco- p/n CS34ZC | 305 |  | 1.2936 | 1.2936
AM-CVR-88404301410 | J | 884043014/10 | NETCONNECT - Cavo non schermato U/UTP Cat.6, solido AWG 23, 4cp, LSZH, Cca s1a d1 a1, pool box 305m -blu- p/n CS34ZC BLU | 305 |  | 1.2936 | 1.2936
AM-CVR-88403231410 | J | 884032314/10 | NETCONNECT - Cavo non schermato U/UTP Cat.6, solido AWG 24, 4cp, LSZH, Dca s2 d2 a1, pull box 305m -bianco- p/n CS34Z3 | 305 |  | 1.0692 | 1.0692
AM-CVR-88403233432 | ) | 884032334/32 | NETCONNECT - Cavo non schermato U/UTP Cat.6, solido AWG 24, 4cp, LSZH, Dca s2 d2 a1, reel 1000m -bianco- p/n CS34Z3 | 1000 |  | 1.0692 | 1.0692
AM-CVR-88402921410 | ) | 884029214/10 | NETCONNECT - Cavo non schermato U/UTP Cat.6, solido AWG 24, 4cp, LSZH, Dca s2 d2 a1, pull box 305m -arancio- p/n CS34Z3 | 15250 |  | 1.0692 | 1.0692
AM-CVR-171100601 | ) | 1711006-1 | NETCONNECT - Cavo non schermato Cat.6, solido AWG 24, 4cp+filler da posa esterna, doppia guaina LSZH/PE, Fca, reel 500m -nero- | 500 |  | 1.7556 | 1.7556
AM-CVR-88401990410 | ) | 884019904/10 | COMMSCOPE - Cavo non schermato Cat.6, solido AWG 24, 4cp da posa esterna, guaina PE UV resistant, reel 305m -nero- p/n CS34O BLK C6 4/24 | 305 |  | Richiedere | #VALUE!
Sistema Cat.6 non schermato: Prese RJ45 SL
AM-MJ6-137505501 | J | 1375055-1 | NETCONNECT - Inserto RJ45 di Cat.6 SL non schermato colore avorio | 1 |  | 7.7625 | 7.7625
AM-MJ6-137505502 | J | 1375055-2 | NETCONNECT - Inserto RJ45 di Cat.6 SL non schermato colore nero | 1 |  | 7.7625 | 7.7625
AM-MJ6-137505513 | J | 1-1375055-3 | NETCONNECT - Inserto RJ45 di Cat.6 SL non schermato colore bianco alpino | 1 |  | 7.7625 | 7.7625
AM-MJ6-137505506 | J | 1375055-6 | NETCONNECT - Inserto RJ45 di Cat.6 SL non schermato colore blu | 1 |  | 7.7625 | 7.7625
AM-MJ6-137518701 | ) | 1375187-1 | NETCONNECT - Inserto RJ45 di Cat.6 SL non schermato con sportello antipolvere avorio | 1 |  | 8.0595 | 8.0595
AM-MJ6-137518702 | ) | 1375187-2 | NETCONNECT - Inserto RJ45 di Cat.6 SL non schermato con sportello antipolvere nero | 1 |  | 8.0595 | 8.0595
AM-MJ6-137518703 | L | 1375187-3 | NETCONNECT - Inserto RJ45 di Cat.6 SL non schermato con sportello antipolvere bianco | 1 | PROMO | 5.591 | 5.591
AM-MJ6-137518713 | ) | 1-1375187-3 | NETCONNECT - Inserto RJ45 di Cat.6 SL non schermato con sportello antipolvere bianco alpine | 1 |  | 8.0595 | 8.0595
AM-MJ6-229121613 | J | 1-2291216-3 | NETCONNECT - Inserto RJ45 di Cat.6 KJ keystone non schermato colore bianco alpino p/n KJ610 JACK-A.WHT | 1 |  | 8.3025 | 8.3025
AM-MJ6-229121602 | J | 2291216-2 | NETCONNECT - Inserto RJ45 di Cat.6 KJ keystone non schermato colore nero p/n KJ610 JACK-BLK | 1 |  | 8.3025 | 8.3025
AM-MJ6-137520001 | ) | 1375200-1 | NETCONNECT - Codolo fermacavo per inserto RJ45 SL con supporto | 25 |  | 0.54 | 0.54
AM-MJ6-137515701 | ) | 1375157-1 | NETCONNECT - Codolo fermacavo per inserto RJ45 SL senza supporto | 25 |  | 0.594 | 0.594
Sistema Cat.6 non schermato: Pannelli di permutazione SL
AM-PP6-171154402 | L | 1711544-2 | NETCONNECT - Pannello precaricato SL Cat.6 a 24 porte 1/2 U, UTP colore nero | 1 | PROMO | 179.8706 | 179.8706
AM-PP6-137501502 | L | 1375015-2 | NETCONNECT - Pannello precaricato SL Cat.6 a 48 porte 2U, UTP con jack sfusi | 1 | PROMO | 272.4678 | 272.4678
AM-PP6-193345801 | L | 1933458-1 | NETCONNECT - Pannello precaricato SL Stile Cat.6 48 porte 1U, UTP colore nero | 1 | PROMO | 328.6676 | 328.6676
AM-PP6-217488701 | L | 2174887-1 | NETCONNECT - Pannello precaricato jack SL Cat.6 a 48 porte 1U, UTP col. nero | 1 | PROMO | 258.6796 | 258.6796
AM-PP6-760237024 | J | 760237024 | NETCONNECT - Pannello precaricato Cat.6 a 24 porte 1U, UTP con termination manager p/n NPP-6-DM-1U-24 | 1 |  | 234.873 | 234.873
AM-PP6-760237025 | ) | 760237025 | NETCONNECT - Pannello precaricato Cat.6 a 48 porte 2U, UTP con termination manager p/n NPP-6-DM-2U-48 | 1 |  | 401.247 | 401.247
AM-PP6-760237060 | ) | 760237060 | NETCONNECT - Pannello precaricato Cat.6 a 48 porte 1U, UTP p/n NPP-UDDM-SL-1U-48 | 1 |  | 529.2675 | 529.2675
AM-PP-217488501 | L | 2174885-1 | NETCONNECT - Pannello scarico 48 porte 1U high density per jack SL colore nero | 1 | PROMO | 127.413 | 127.413
Pannelli scarichi non schermati
AM-PP6-760237040 | J | 760237040 | COMMSCOPE - Pannello scarico a 24 porte 1U, per jack SL non schermati p/n CPP-UDDM-SL-1U-24 | 1 |  | 60.48 | 60.48
AM-PP-760237052 | J | 760237052 | COMMSCOPE - Pannello scarico a 24 porte 1U, per jack KJ non schermati p/n CPP-UDDM-KJ-1U-24 | 1 |  | 60.48 | 60.48
AM-PP6-760237041 | ) | 760237041 | COMMSCOPE - Pannello scarico a 48 porte 2U, per jack SL non schermati p/n CPP-UDDM-SL-2U-48 | 1 |  | 95.816 | 95.816
AM-ACC-55885601 | ) | 558856-1 | NETCONNECT - Inserto cieco da pannello colore nero | 10 |  | 1.302 | 1.302
Sistema Cat6 non schermato: Bretelle di permutazione LSZH
AM-PC6-NPC06UZDBWT0.5 | ) | NPC06UZDB-WT050C | NETCONNECT - Bretella di permutazione Cat.6, U/UTP RJ45/RJ45 LSZH bianca, 0,5m | 1 |  | 8.218 | 8.218
AM-PC6-NPC06UZDBWT01M | J | NPC06UZDB-WT001M | NETCONNECT - Bretella di permutazione Cat.6, U/UTP RJ45/RJ45 LSZH bianca, 1m | 1 |  | 9.184 | 9.184
AM-PC6-NPC06UZDBWT1.5 | J | NPC06UZDB-WT150C | NETCONNECT - Bretella di permutazione Cat.6, U/UTP RJ45/RJ45 LSZH bianca, 1,5m | 1 |  | 10.15 | 10.15
AM-PC6-NPC06UZDBWT02M | J | NPC06UZDB-WT002M | NETCONNECT - Bretella di permutazione Cat.6, U/UTP RJ45/RJ45 LSZH bianca, 2m | 1 |  | 11.116 | 11.116
AM-PC6-NPC06UZDBWT03M | J | NPC06UZDB-WT003M | NETCONNECT - Bretella di permutazione Cat.6, U/UTP RJ45/RJ45 LSZH bianca, 3m | 1 |  | 13.048 | 13.048
AM-PC6-NPC06UZDBWT05M | ) | NPC06UZDB-WT005M | NETCONNECT - Bretella di permutazione Cat.6, U/UTP RJ45/RJ45 LSZH bianca, 5m | 1 |  | 16.912 | 16.912
AM-PC6-NPC06UZDBBL01M | ) | NPC06UZDB-BL001M | NETCONNECT - Bretella di permutazione Cat.6, U/UTP RJ45/RJ45 LSZH blu, 1m | 1 |  | 9.184 | 9.184
AM-PC6-NPC06UZDBBL02M | ) | NPC06UZDB-BL002M | NETCONNECT - Bretella di permutazione Cat.6, U/UTP RJ45/RJ45 LSZH blu, 2m | 1 |  | 11.116 | 11.116
AM-PC6-NPC06UZDBBL03M | ) | NPC06UZDB-BL003M | NETCONNECT - Bretella di permutazione Cat.6, U/UTP RJ45/RJ45 LSZH blu, 3m | 1 |  | 13.048 | 13.048
AM-PC6-NPC06UZDBBL05M | ) | NPC06UZDB-BL005M | NETCONNECT - Bretella di permutazione Cat.6, U/UTP RJ45/RJ45 LSZH blu, 5m | 1 |  | 16.912 | 16.912
AM-PC6-NPC06UZDBGN01M | ) | NPC06UZDB-GN001M | NETCONNECT - Bretella di permutazione Cat.6, U/UTP RJ45/RJ45 LSZH verde, 1m | 1 |  | 9.184 | 9.184
AM-PC6-NPC06UZDBGN02M | ) | NPC06UZDB-GN002M | NETCONNECT - Bretella di permutazione Cat.6, U/UTP RJ45/RJ45 LSZH verde, 2m | 1 |  | 11.116 | 11.116
AM-PC6-NPC06UZDBGN03M | ) | NPC06UZDB-GN003M | NETCONNECT - Bretella di permutazione Cat.6, U/UTP RJ45/RJ45 LSZH verde, 3m | 1 |  | 12.6 | 12.6
AM-PC6-NPC06UZDBGN05M | ) | NPC06UZDB-GN005M | NETCONNECT - Bretella di permutazione Cat.6, U/UTP RJ45/RJ45 LSZH verde, 5m | 1 |  | 16.912 | 16.912
AM-PC6-NPC06UZDBRD01M | ) | NPC06UZDB-RD001M | NETCONNECT - Bretella di permutazione Cat.6, U/UTP RJ45/RJ45 LSZH rossa, 1m | 1 |  | 9.184 | 9.184
AM-PC6-NPC06UZDBRD02M | ) | NPC06UZDB-RD002M | NETCONNECT - Bretella di permutazione Cat.6, U/UTP RJ45/RJ45 LSZH rossa, 2m | 1 |  | 11.116 | 11.116
AM-PC6-NPC06UZDBRD03M | ) | NPC06UZDB-RD003M | NETCONNECT - Bretella di permutazione Cat.6, U/UTP RJ45/RJ45 LSZH rossa, 3m | 1 |  | 12.6 | 12.6
AM-PC6-NPC06UZDBRD05M | ) | NPC06UZDB-RD005M | NETCONNECT - Bretella di permutazione Cat.6, U/UTP RJ45/RJ45 LSZH rossa, 5m | 1 |  | 16.912 | 16.912
AM-PC6-NPC06UZDBYL01M | ) | NPC06UZDB-YL001M | NETCONNECT - Bretella di permutazione Cat.6, U/UTP RJ45/RJ45 LSZH gialla, 1m | 1 |  | 9.184 | 9.184
AM-PC6-NPC06UZDBYL02M | ) | NPC06UZDB-YL002M | NETCONNECT - Bretella di permutazione Cat.6, U/UTP RJ45/RJ45 LSZH gialla, 2m | 1 |  | 11.116 | 11.116
AM-PC6-NPC06UZDBYL03M | ) | NPC06UZDB-YL003M | NETCONNECT - Bretella di permutazione Cat.6, U/UTP RJ45/RJ45 LSZH gialla, 3m | 1 |  | 12.6 | 12.6
AM-PC6-NPC06UZDBYL05M | ) | NPC06UZDB-YL005M | NETCONNECT - Bretella di permutazione Cat.6, U/UTP RJ45/RJ45 LSZH gialla, 5m | 1 |  | 16.912 | 16.912
Bretelle di permutazione Cat6 MiNo6 a diametro ridotto
AM-PC6-CO166S2-08F003 | ) | CO166S2-08F003 | COMMSCOPE - Bretella di permutazione Cat.6 U/UTP, diametro ridotto 28 AWG, LSZH 0,91m -bianca- p/n MINO6-WH-3F | 1 |  | 11.368 | 11.368
AM-PC6-CO166S2-08F005 | J | CO166S2-08F005 | COMMSCOPE - Bretella di permutazione Cat.6 U/UTP, diametro ridotto 28 AWG, LSZH 1,52m -bianca- p/n MINO6-WH-5FT | 1 |  | 12.852 | 12.852
AM-PC6-CO166S2-08F007 | J | CO166S2-08F007 | COMMSCOPE - Bretella di permutazione Cat.6 U/UTP, diametro ridotto 28 AWG, LSZH 2,13m -bianca- p/n MINO6-WH-7FT | 1 |  | 14.336 | 14.336
AM-PC6-CO166S2-08F010 | J | CO166S2-08F010 | COMMSCOPE - Bretella di permutazione Cat.6 U/UTP, diametro ridotto 28 AWG, LSZH 3,05m -bianca- p/n MINO6-WH-10FT | 1 |  | 16.562 | 16.562
Sistema Cat6 schermato
Sistema Cat6 schermato: Prese RJ45 SL
AM-MJ6-137518801 | L | 1375188-1 | NETCONNECT - Inserto RJ45 Cat.6 SL schermato | 1 | PROMO | 7.2171 | 7.2171
AM-MJ6-171116001 | L | 1711160-1 | NETCONNECT - Inserto RJ45 Cat.6 SL AMP-TWIST-6S -schermato- con sportello antipolvere | 1 | PROMO | 8.0858 | 8.0858
AM-MJ6-171134201 | L | 1711342-1 | NETCONNECT - Inserto RJ45 Cat.6 SL AMP-TWIST-6S -schermato- senza sportello antipolvere | 1 | PROMO | 9.0436 | 9.0436
AM-MJ6-171129501 | L | 1711295-1 | NETCONNECT - Inserto RJ45 Cat.6 SL AMP-TWIST-6S -schermato- uscita cavo 90 gradi con sportello antipolvere | 1 | PROMO | 12.2513 | 12.2513
AM-MJ6-215336404 | ) | 2153364-4 | NETCONNECT - Inserto RJ45 Cat.6 SLX AMP-TWIST 6S -schermato- con sportello antipolvere, cover grigia | 1 |  | 11.8395 | 11.8395
AM-MJ6-215344801 | J | 2153448-1 | NETCONNECT - Inserto RJ45 Cat.6 SLX AMP-TWIST 6S -schermato- senza sportello antipolvere, cover avorio | 1 |  | 11.3265 | 11.3265
AM-MJ6-215344802 | J | 2153448-2 | NETCONNECT - Inserto RJ45 Cat.6 SLX AMP-TWIST 6S -schermato- senza sportello antipolvere, cover nero | 1 |  | 11.3265 | 11.3265
AM-MJ6-215344813 | ) | 1-2153448-3 | NETCONNECT - Inserto RJ45 Cat.6 SLX AMP-TWIST 6S -schermato- senza sportello antipolvere, cover bianco alpino | 1 | NEW | 11.3265 | 11.3265
AM-MJ6-215344804 | J | 2153448-4 | NETCONNECT - Inserto RJ45 Cat.6 SLX AMP-TWIST 6S -schermato- senza sportello antipolvere, cover grigia | 1 |  | 11.3265 | 11.3265
AM-ACC-284802502 | J | 2848025-2 | NETCONNECT - Cover nera per inserto RJ45 SLX, confezione 50 pz | 1 |  | 28.0395 | 28.0395
AM-ACC-284802503 | J | 2848025-3 | NETCONNECT - Cover bianca per inserto RJ45 SLX, confezione 50 pz | 1 |  | 28.0395 | 28.0395
Pannelli scarichi schermati
AM-PP-215343701 | J | 2153437-1 | COMMSCOPE - Pannello scarico 24 porte 1U STP per jack SL colore nero | 1 |  | 30.972 | 30.972
AM-PP6-760237046 | J | 760237046 | COMMSCOPE - Pannello scarico a 24 porte 1U, per jack SL schermati p/n CPP-SDDM-SL-1U-24 | 1 |  | 69.9625 | 69.9625
AM-PP6-760237047 | ) | 760237047 | COMMSCOPE - Pannello scarico a 48 porte 2U, per jack SL schermati p/n CPP-SDDM-SL-2U-48 | 1 |  | 106.285 | 106.285
AM-PP-760237050 | ) | 760237050 | COMMSCOPE - Pannello scarico angolato 24 porte 1U STP per jack SL colore nero p/n CPPR-SDDM-SL-1U-24 | 1 |  | 85.869 | 85.869
Sistema Cat6 schermato: Bretelle di permutazione S/FTP LSZH
AM-PC6-NPC06SZDBWT01M | J | NPC06SZDB-WT001M | NETCONNECT - Bretella di permutazione schermata Cat.6, S/FTP RJ45/RJ45 LSZH bianca, 1m | 1 |  | 14.378 | 14.378
AM-PC6-NPC06SZDBWT02M | J | NPC06SZDB-WT002M | NETCONNECT - Bretella di permutazione schermata Cat.6, S/FTP RJ45/RJ45 LSZH bianca, 2m | 1 |  | 17.64 | 17.64
AM-PC6-NPC06SZDBWT03M | J | NPC06SZDB-WT003M | NETCONNECT - Bretella di permutazione schermata Cat.6, S/FTP RJ45/RJ45 LSZH bianca, 3m | 1 |  | 20.902 | 20.902
AM-PC6-NPC06SZDBWT05M | ) | NPC06SZDB-WT005M | NETCONNECT - Bretella di permutazione schermata Cat.6, S/FTP RJ45/RJ45 LSZH bianca, 5m | 1 |  | 27.426 | 27.426
AM-PC6-NPC06SZDBGN01M | ) | NPC06SZDB-GN001M | NETCONNECT - Bretella di permutazione schermata Cat.6, S/FTP RJ45/RJ45 LSZH verde, 1m | 25 |  | 14.378 | 14.378
AM-PC6-NPC06SZDBGN02M | ) | NPC06SZDB-GN002M | NETCONNECT - Bretella di permutazione schermata Cat.6, S/FTP RJ45/RJ45 LSZH verde, 2m | 30 |  | 17.64 | 17.64
AM-PC6-NPC06SZDBGN03M | ) | NPC06SZDB-GN003M | NETCONNECT - Bretella di permutazione schermata Cat.6, S/FTP RJ45/RJ45 LSZH verde, 3m | 25 |  | 20.902 | 20.902
AM-PC6-NPC06SZDBGN05M | ) | NPC06SZDB-GN005M | NETCONNECT - Bretella di permutazione schermata Cat.6, S/FTP RJ45/RJ45 LSZH verde, 5m | 15 |  | 27.426 | 27.426
AM-PC6-NPC06SZDBYL01M | ) | NPC06SZDB-YL001M | NETCONNECT - Bretella di permutazione schermata Cat.6, S/FTP RJ45/RJ45 LSZH gialla, 1m | 25 |  | 14.378 | 14.378
AM-PC6-NPC06SZDBYL02M | ) | NPC06SZDB-YL002M | NETCONNECT - Bretella di permutazione schermata Cat.6, S/FTP RJ45/RJ45 LSZH gialla, 2m | 30 |  | 17.64 | 17.64
AM-PC6-NPC06SZDBYL03M | ) | NPC06SZDB-YL003M | NETCONNECT - Bretella di permutazione schermata Cat.6, S/FTP RJ45/RJ45 LSZH gialla, 3m | 25 |  | 20.902 | 20.902
AM-PC6-NPC06SZDBYL05M | ) | NPC06SZDB-YL005M | NETCONNECT - Bretella di permutazione schermata Cat.6, S/FTP RJ45/RJ45 LSZH gialla, 5m | 15 |  | 27.426 | 27.426
AM-PC6-NPC06SZDBBL01M | ) | NPC06SZDB-BL001M | NETCONNECT - Bretella di permutazione schermata Cat.6, S/FTP RJ45/RJ45 LSZH blu, 1m | 25 |  | 14.378 | 14.378
AM-PC6-NPC06SZDBBL02M | ) | NPC06SZDB-BL002M | NETCONNECT - Bretella di permutazione schermata Cat.6, S/FTP RJ45/RJ45 LSZH blu, 2m | 30 |  | 17.64 | 17.64
AM-PC6-NPC06SZDBBL03M | ) | NPC06SZDB-BL003M | NETCONNECT - Bretella di permutazione schermata Cat.6, S/FTP RJ45/RJ45 LSZH blu, 3m | 25 |  | 20.902 | 20.902
AM-PC6-NPC06SZDBBL05M | ) | NPC06SZDB-BL005M | NETCONNECT - Bretella di permutazione schermata Cat.6, S/FTP RJ45/RJ45 LSZH blu, 5m | 15 |  | 27.426 | 27.426
AM-PC6-NPC06SZDBRD01M | ) | NPC06SZDB-RD001M | NETCONNECT - Bretella di permutazione schermata Cat.6, S/FTP RJ45/RJ45 LSZH rossa, 1m | 25 |  | 14.378 | 14.378
AM-PC6-NPC06SZDBRD02M | ) | NPC06SZDB-RD002M | NETCONNECT - Bretella di permutazione schermata Cat.6, S/FTP RJ45/RJ45 LSZH rossa, 2m | 30 |  | 17.64 | 17.64
AM-PC6-NPC06SZDBRD03M | ) | NPC06SZDB-RD003M | NETCONNECT - Bretella di permutazione schermata Cat.6, S/FTP RJ45/RJ45 LSZH rossa, 3m | 25 |  | 20.902 | 20.902
AM-PC6-NPC06SZDBRD05M | ) | NPC06SZDB-RD005M | NETCONNECT - Bretella di permutazione schermata Cat.6, S/FTP RJ45/RJ45 LSZH rossa, 5m | 15 |  | 27.426 | 27.426
Sistema Cat 6A non schermato
Sistema Cat6A non schermato: Cavi in Rame
AM-CVR-88402720410 | ) | 884027204/10 | NETCONNECT - Cavo non schermato U/UTP Cat.6A, solido AWG 23, 4cp, LSZH, B2ca s1 d0 a1, reel 305m -bianco-p/n CS44ZB | 305 |  | 2.422 | 2.422
AM-CVR-88402721410 | ) | 884027214/10 | NETCONNECT - Cavo non schermato U/UTP Cat.6A, solido AWG 23, 4cp, LSZH, B2ca s1 d0 a1, box 305m -bianco-p/n CS44ZB | 305 |  | 2.422 | 2.422
AM-CVR-88403080410 | ) | 884030804/10 | NETCONNECT - Cavo non schermato U/UTP Cat.6A, solido AWG 23, 4cp, LSZH, Cca s1a d1 a1, reel 305m -bianco-p/n CS44ZC | 305 |  | 2.296 | 2.296
AM-CVR-88406485416 | J | 884064854/16 | NETCONNECT - Cavo non schermato U/UTP Cat.6A con barriera, solido AWG 24, 4cp, LSZH, Cca s1a d1 a1, reel 500m -bianco-p/n CS41ZC | 500 |  | 1.932 | 1.932
AM-CVR-88405585416 | J | 884055854/16 | NETCONNECT - Cavo non schermato U/UTP Cat.6A con barriera, solido AWG 24, 4cp, LSZH, Cca s1a d1 a1, reel 500m -blu-p/n CS41ZC | 500 | NEW | 1.932 | 1.932
AM-CVR-88403081410 | J | 884030814/10 | NETCONNECT - Cavo non schermato U/UTP Cat.6A, solido AWG 23, 4cp, LSZH, Cca s1a d1 a1, box 305m -bianco-p/n CS44ZC | 305 |  | 2.296 | 2.296
AM-CVR-88403610410 | ) | 884036104/10 | NETCONNECT - Cavo non schermato U/UTP Cat.6A, solido AWG 23, 4cp, LSZH, Dca s2 d2 a1, reel 305m -bianco-p/n CS44Z3 | 305 |  | 1.918 | 1.918
AM-CVR-88403611410 | J | 884036114/10 | NETCONNECT - Cavo non schermato U/UTP Cat.6A, solido AWG 23, 4cp, LSZH, Dca s2 d2 a1, box 305m -bianco-p/n CS44Z3 | 305 |  | 1.918 | 1.918
Sistema Cat6A non schermato: Prese RJ45 SL
AM-MJ6A-193347602 | L | 1933476-2 | NETCONNECT - Inserto RJ45 di Categoria 6A UTP SL AMPTWIST -nero- | 1 | PROMO | 11.088 | 11.088
AM-MJ6A-193347606 | L | 1933476-6 | NETCONNECT - Inserto RJ45 di Categoria 6A UTP SL AMPTWIST -blu- | 1 | PROMO | 11.088 | 11.088
AM-MJ6A-760241184 | J | 760241184 | NETCONNECT - Inserto RJ45 di Categoria 6A UTP SL -avorio- p/n SL10G-L.ALD | 1 |  | 14.56 | 14.56
AM-MJ6A-760241194 | J | 760241194 | NETCONNECT - Inserto RJ45 di Categoria 6A UTP SL -bianco- p/n SL10G-A.WHT | 1 |  | 14.56 | 14.56
AM-MJ6A-760241185 | J | 760241185 | NETCONNECT - Inserto RJ45 di Categoria 6A UTP SL -nero- p/n SL10G-BLK | 1 |  | 14.56 | 14.56
AM-MJ6A-760241217 | J | 760241217 | NETCONNECT - Inserto RJ45 di Cat.6A KJ keystone non schermato colore bianco alpino p/n KJ10G-A.WHT | 1 |  | 14.56 | 14.56
AM-MJ6A-760241208 | J | 760241208 | NETCONNECT - Inserto RJ45 di Cat.6A KJ keystone non schermato colore nero p/n KJ10G-BLK | 1 |  | 14.56 | 14.56
Sistema Cat6A non schermato: Pannelli di permutazione 110 Connect SL
AM-PP6A-760237032 | J | 760237032 | NETCONNECT - Pannello precaricato Cat.6A a 24 porte 1U, UTP con termination manager p/n NPP-6A-DM-1U-24 | 1 |  | 292.292 | 292.292
AM-PP6A-760237033 | ) | 760237033 | NETCONNECT - Pannello precaricato Cat.6A a 48 porte 2U, UTP con termination manager p/n NPP-6A-DM-2U-48 | 1 |  | 499.31 | 499.31
Sistema Cat6A non schermato: Bretelle di permutazione U/UTP LSZH
AM-PC6A-NPC6AUZDBWT01 | J | NPC6AUZDB-WT001M | NETCONNECT - Bretella di permutazione non schermata Cat.6A, U/UTP RJ45/RJ45 LSZH bianca, 1m | 1 |  | 13.188 | 13.188
AM-PC6A-NPC6AUZDBWT02 | J | NPC6AUZDB-WT002M | NETCONNECT - Bretella di permutazione non schermata Cat.6A, U/UTP RJ45/RJ45 LSZH bianca, 2m | 1 |  | 16.254 | 16.254
AM-PC6A-NPC6AUZDBWT03 | J | NPC6AUZDB-WT003M | NETCONNECT - Bretella di permutazione non schermata Cat.6A, U/UTP RJ45/RJ45 LSZH bianca, 3m | 1 |  | 19.32 | 19.32
AM-PC6A-NPC6AUZDBWT05 | ) | NPC6AUZDB-WT005M | NETCONNECT - Bretella di permutazione non schermata Cat.6A, U/UTP RJ45/RJ45 LSZH bianca, 5m | 1 |  | 25.452 | 25.452
Bretelle di permutazione Cat6A MiNo6 a diametro ridotto
AM-PC6A-CO199K2-08F03 | J | CO199K2-08F003 | COMMSCOPE - Bretella di permutazione Cat.6A U/UTP, diametro ridotto 28 AWG, LSZH 0,91m -bianca- p/n MiNo6A-WH-3FT | 1 |  | 13.804 | 13.804
AM-PC6A-CO199K2-08F05 | J | CO199K2-08F005 | COMMSCOPE - Bretella di permutazione Cat.6A U/UTP, diametro ridotto 28 AWG, LSZH 1,52m -bianca- p/n MiNo6A-WH-5FT | 1 |  | 15.778 | 15.778
AM-PC6A-CO199K2-08F07 | J | CO199K2-08F007 | COMMSCOPE - Bretella di permutazione Cat.6A U/UTP, diametro ridotto 28 AWG, LSZH 2,13m -bianca- p/n MiNo6A-WH-7FT | 1 |  | 17.766 | 17.766
AM-PC6A-CO199K2-08F10 | J | CO199K2-08F010 | COMMSCOPE - Bretella di permutazione Cat.6A U/UTP, diametro ridotto 28 AWG, LSZH 3,05m -bianca- p/n MiNo6A-WH-10FT | 1 |  | 20.748 | 20.748
Sistema Cat 6A schermato
Sistema Cat6A schermato: Cavi in Rame
AM-CVR-88404845816 | ) | 884048458/16 | NETCONNECT - Cavo schermato F/FTP Cat.6A, solido AWG 23, 4cp, LSZH, B2ca s1 d1 a1, reel 500m-bianco-p/n CS44ZB | 500 |  | 2.016 | 2.016
AM-CVR-88403595816 | J | 884035958/16 | NETCONNECT - Cavo schermato F/FTP Cat.6A, solido AWG 23, 4cp, LSZH, Cca s1 d1 a1, reel 500m -bianco-p/n CS44ZC | 500 |  | 1.75 | 1.75
AM-CVR-215329002 | L | 2153290-2 | NETCONNECT - Cavo schermato F/FTP Cat.6A, solido AWG 23, 4cp, LSZH, reel 500m, Dca | 500 | PROMO | 0.82698 | 0.82698
AM-CVR-88404195416 | ) | 884041954/16 | NETCONNECT - Cavo schermato F/FTP Cat.6A, solido AWG 23, 4cp, LSZH, Dca s2 d2 a1, reel 500m -bianco-p/n CS44Z3 | 500 |  | 1.666 | 1.666
AM-CVR-88402670410 | ) | 884026704/10 | NETCONNECT - Cavo schermato F/UTP Cat.6A, solido AWG 23, 4cp, LSZH, B2ca s1 d0 a1, reel 305m -bianco-p/n CS44ZB | 4000 |  | 2.31 | 2.31
AM-CVR-88402480410 | ) | 884024804/10 | NETCONNECT - Cavo schermato F/UTP Cat.6A, solido AWG 23, 4cp, LSZH, Cca s1 d1 a1, reel 305m -bianco-p/n CS44ZC | 4000 |  | 2.198 | 2.198
AM-CVR-88404695416 | J | 884046954/16 | NETCONNECT - Cavo schermato F/UTP Cat.6A, solido AWG 23, 4cp, LSZH, Dca s12 d2 a1, reel 500m -bianco-p/n CS44ZC | 500 |  | 1.96 | 1.96
Sistema Cat6A schermato: Prese RJ45 SL
AM-MJ6A-215344901 | J | 2153449-1 | NETCONNECT - Inserto RJ45 Cat6A SLX AMP TWIST 6AS - schermato - senza sportello parapolvere, cover avorio | 1 |  | 13.137 | 13.137
AM-MJ6A-215344913 | J | 1-2153449-3 | NETCONNECT - Inserto RJ45 Cat6A SLX AMP TWIST 6AS - schermato - senza sportello parapolvere, cover bianco alpino | 1 |  | 13.137 | 13.137
AM-MJ6A-215344902 | J | 2153449-2 | NETCONNECT - Inserto RJ45 Cat6A SLX AMP TWIST 6AS - schermato - senza sportello parapolvere, cover nera | 1 |  | 13.137 | 13.137
AM-MJ6A-215344904 | J | 2153449-4 | NETCONNECT - Inserto RJ45 Cat6A SLX AMP TWIST 6AS - schermato - senza sportello parapolvere, cover grigia | 1 |  | 13.137 | 13.137
AM-MJ6A-215336513 | ) | 1-2153365-3 | NETCONNECT - Inserto RJ45 Cat6A SLX AMP TWIST 6AS - schermato - con sportello parapolvere, cover bianco alpino | 1 |  | 13.833 | 13.833
AM-MJ6A-215336502 | ) | 2153365-2 | NETCONNECT - Inserto RJ45 Cat6A SLX AMP TWIST 6AS - schermato - con sportello parapolvere, cover nera | 1 |  | 13.833 | 13.833
AM-MJ6A-215336504 | ) | 2153365-4 | NETCONNECT - Inserto RJ45 Cat6A SLX AMP TWIST 6AS - schermato - con sportello parapolvere, cover grigia | 1 |  | 13.833 | 13.833
AM-ACC-760245049 | ) | 760245049 | COMMSCOPE - Codolo metallico per jack SLX uscita cavo a quattro direzioni, confezione da 50 pz | 1 |  | 48.412 | 48.412
Sistema Cat6A schermato: Pannelli di permutazione 110 Connect SL
AM-PP6A-760237066 | ) | 760237066 | COMMSCOPE - Pannello precaricato Cat.6A a 48 porte 1U, STP con jack SL p/n CPP-6A-SDDM-SL-1U-48 | 1 |  | 646.296 | 646.296
Sistema Cat6A schermato serie E
AM-MJ6A-215335401 | J | 2153354-1 | NETCONNECT - Inserto RJ45 Cat6A serie E - schermato - senza parapolvere | 1 |  | 8.218 | 8.218
AM-PP-226902501 | J | 2269025-1 | COMMSCOPE - Pannello scarico 24 porte 1U STP per jack serie E colore nero | 1 |  | 29.904 | 29.904
Sistema Cat6A schermato: Bretelle di permutazione S/FTP Cat6 RJ45 LSZH
AM-PC6A-NPC6ASZDBW0.5 | ) | NPC6ASZDB-WT050C | NETCONNECT - Bretella di permutazione schermata Cat.6A, S/FTP RJ45/RJ45 LSZH bianca, 0,5m | 20 |  | 14.574 | 14.574
AM-PC6A-NPC6ASZDBWT01 | J | NPC6ASZDB-WT001M | NETCONNECT - Bretella di permutazione schermata Cat.6A, S/FTP RJ45/RJ45 LSZH bianca, 1m | 1 |  | 16.758 | 16.758
AM-PC6A-NPC6ASZDBW1.5 | ) | NPC6ASZDB-WT150C | NETCONNECT - Bretella di permutazione schermata Cat.6A, S/FTP RJ45/RJ45 LSZH bianca, 1,5m | 20 |  | 18.956 | 18.956
AM-PC6A-NPC6ASZDBWT02 | J | NPC6ASZDB-WT002M | NETCONNECT - Bretella di permutazione schermata Cat.6A, S/FTP RJ45/RJ45 LSZH bianca, 2m | 1 |  | 21.14 | 21.14
AM-PC6A-NPC6ASZDBWT03 | J | NPC6ASZDB-WT003M | NETCONNECT - Bretella di permutazione schermata Cat.6A, S/FTP RJ45/RJ45 LSZH bianca, 3m | 1 |  | 25.522 | 25.522
AM-PC6A-NPC6ASZDBWT05 | ) | NPC6ASZDB-WT005M | NETCONNECT - Bretella di permutazione schermata Cat.6A, S/FTP RJ45/RJ45 LSZH bianca, 5m | 1 |  | 34.286 | 34.286
AM-PC6A-NPC6ASZDBWT10 | ) | NPC6ASZDB-WT010M | NETCONNECT - Bretella di permutazione schermata Cat.6A, S/FTP RJ45/RJ45 LSZH bianca, 10m | 10 |  | 56.196 | 56.196
Sistema Cat7 e Cat,7A
Sistema Cat7 e Cat7A schermato: Cavi in Rame
AM-CVR-88404905816 | ) | 884049058/16 | NETCONNECT - Cavo schermato S/FTP Cat.7A, solido AWG 22, 4cp, LSZH, B2ca s1 d1 a1, reel 500m -bianco- p/n CS67ZB | 15000 |  | 4.147 | 4.147
AM-CVR-88402585816 | ) | 884025858/16 | NETCONNECT - Cavo schermato S/FTP Cat.7A, solido AWG 22, 4cp, LSZH, Cca s1 d1 a1, reel 500m -bianco- p/n CS67ZC | 15000 |  | 3.6395 | 3.6395
AM-CVR-149910101 | ) | 1499101-1 | NETCONNECT - Cavo schermato PiMF Compact Cat.7A (1200MHz) AWG 22, 4cp, LSFRZH, Dca s2 d1 a1, reel 1000m -bianco- | 6000 |  | 2.548 | 2.548
AM-CVR-88401085816 | ) | 884010858/16 | NETCONNECT - Cavo schermato S/FTP Cat.7, solido AWG 23, 4cp, LSZH, B2ca s1 d1 a1, reel 500m -bianco- p/n CS54ZB | 25000 |  | 3.2045 | 3.2045
AM-CVR-88402135816 | ) | 884021358/16 | NETCONNECT - Cavo schermato S/FTP Cat.7, solido AWG 23, 4cp, LSZH, Cca s1 d1 a1, reel 500m -bianco- p/n CS54ZC | 500 |  | 2.9435 | 2.9435
AM-CVR-5789301 | ) | 57893-1 | NETCONNECT - Cavo schermato S/FTP PiMF Cat.7 (600MHz), solido AWG 23, 4cp, LSFRZH, Dca s2 d1 a1, reel 1000m -bianco- | 6000 |  | 2.114 | 2.114
AM-CVR-5789302 | ) | 57893-2 | NETCONNECT - Cavo schermato S/FTP PiMF Cat.7 (600MHz), solido AWG 23, 4cp, LSFRZH, Dca s2 d1 a1, reel 500m -bianco- | 6000 |  | 2.114 | 2.114
AM-CVR-5789307 | ) | 57893-7 | NETCONNECT - Cavo schermato S/FTP PiMF Cat.7 (600MHz), solido AWG 23, 4cp, LSFRZH, Dca s2 d1 a1, reel 500m - arancio | 6000 |  | 2.114 | 2.114
AM-CVR-88404625816 | ) | 884046258/16 | NETCONNECT - Cavo schermato F/FTP Cat.7, solido AWG 23, 4cp, LSZH, B2ca s1 d1 a1, reel 500m -bianco- p/n CS54ZB | 4000 |  | 3.016 | 3.016
AM-CVR-88401655816 | ) | 884016558/16 | NETCONNECT - Cavo schermato F/FTP Cat.7, solido AWG 23, 4cp, LSZH, Cca s1 d1 a1, reel 500m -bianco- p/n CS54ZC | 4000 |  | 2.755 | 2.755
AM-CVR-171116301 | ) | 1711163-1 | NETCONNECT - Cavo schermato F/FTP PiMF Compact Cat.7 (600MHz) AWG 23, 4cp, LSZH, Dca s2 d1 a1, reel 500m -bianco- | 4000 |  | 2.0735 | 2.0735
AM-CVR-171116302 | ) | 1711163-2 | NETCONNECT - Cavo schermato F/FTP PiMF Compact Cat.7 (600MHz) AWG 23, 4cp, LSZH, Dca s2 d1 a1, reel 1000m -bianco- | 4000 |  | 2.0735 | 2.0735
AM-CVR-215316141 | ) | 4-2153161-1 | NETCONNECT - Cavo schermato S/FTP Cat.7 posa esterna, solido AWG 23, 4cp, doppia guaina PE/LSZH, Fca, reel 500m -nero- | 4000 |  | 4.746 | 4.746
Sistema Cat.7 e 7A schermato: Prese Tera
AM-MJ7-171143771 | ) | 7-1711437-1 | NETCONNECT - Inserto TERA - AMP-TWIST schermato Cat.7AS SL senza parapolvere | 24 |  | 23.982 | 23.982
AM-MJ7-171144171 | ) | 7-1711441-1 | NETCONNECT - Inserto TERA - AMP-TWIST schermato Cat.7AS SL con parapolvere | 24 |  | 23.982 | 23.982
Sistema Cat.7 e 7A schermato: Bretelle di permutazione S/FTP con Tera connector LSZH
AM-PC7-33648803 | K | 336488-3 | NETCONNECT - Bretella di permutazione Tera/RJ45 PiMF600 3m, LSZH, bianco | 1 | PROMO | 30.3303 | 30.3303
AM-PC7-171163702 | K | 1711637-2 | NETCONNECT - Bretella di permutazione Tera/Tera PiMF1200 2m, LSZH, bianco | 1 | PROMO | 51.5823 | 51.5823
AM-PC7-171163720 | K | 2-1711637-0 | Bretella di permutazione Tera/Tera PiMF1200 20m, LSZH, Bianco | 1 | PROMO | 142.989 | 142.989
Sistema CCA per collegamento rapido di telecamere IP, apparati WiFi e dispositivi IoT a soffitto
AM-PC6-760235586 | ) | 760235586 | COMMSCOPE - Bretella di collegamento CCA per sistemi a soffitto, LSZH RJ45/terminazione 110 UTP bianca, Cat.6, 1,5m | 1 |  | 21.84 | 21.84
AM-PC6A760235590 | ) | 760235590 | COMMSCOPE - Bretella di collegamento CCA per sistemi a soffitto, LSZH RJ45/terminazione 110 UTP bianca, Cat.6A, 1,5m | 1 |  | 25.704 | 25.704
AM-ACC-760234921 | ) | 760234921 | COMMSCOPE - Contenitore di terminazione CCA non schermato per sistemi a soffitto, senza semi-bretella | 1 |  | 12.684 | 12.684
AM-ACC-760250028 | ) | 760250028 | COMMSCOPE - Contenitore di terminazione CCA schermato per sistemi a soffitto, senza semi-bretella, confezione da 5 pz | 1 |  | 142.73 | 142.73
Consolidation point
AM-ACC-167112801 | ) | 1671128-1 | NETCONNECT - Scatola di distribuzione 12 porte 150x200x40 mm in acciaio, con coperchio -nero | 1 |  | 101.682 | 101.682
AM-ACC-167116321 | ) | 2-1671163-1 | NETCONNECT - Consolidation point 12 porte 243x240x40 mm in acciaio, doppia apertura a cerniera -nero | 1 |  | 204.33 | 204.33
AM-ACC-167116311 | ) | 1-1671163-1 | NETCONNECT - Consolidation point 4 porte 243x114x40 mm in acciaio, doppia apertura a cerniera -nero | 1 |  | 172.9 | 172.9
AM-PC6-171182515 | ) | 1-1711825-5 | NETCONNECT - Cavo assemblato per consolidation point plug/jack RJ45 F/FTP LSZH bianco Cat.6A 15 metri | 1 |  | 75.376 | 75.376
AM-PC6-171182520 | ) | 2-1711825-0 | NETCONNECT - Cavo assemblato per consolidation point plug/jack RJ45 F/FTP LSZH bianco Cat.6A 20 metri | 1 |  | 85.484 | 85.484
AM-ACC-167196504 | L | 1671965-4 | NETCONNECT - Cassetta in acciaio con modulo Quick fit 6 LC quad OS2, pressacavi e portagiunti, aggancio barra DIN -nero | 1 | PROMO | 161.7693 | 161.7693
Sistema ACO
Sistema ACO: Kit di installazione
AM-ACO-215306501 | L | 2153065-1 | NETCONNECT - ACO Ultra - Kit di installazione doppia porta, schermato 110 Mark II | 1 | PROMO | 32.2476 | 32.2476
AM-ACO-147930601 | ) | 1479306-1 | NETCONNECT - ACO - Kit di installazione Cat6 doppia porta non schermato, 110 Mark II nero | 1 |  | 31.612 | 31.612
AM-ACO-96674002 | ) | 966740-2 | NETCONNECT - ACO - Scatola singola da parete | 1 |  | 10.92 | 10.92
AM-ACO-55565001 | ) | 555650-1 | NETCONNECT - ACO - Placca utente singola per due inserti (tipo 503) non icon. | 1 |  | 7.56 | 7.56
AM-ACO-55567001 | ) | 555670-1 | NETCONNECT - ACO - Placca utente doppia per 4 inserti (tipo504) non icon. | 1 |  | 8.68 | 8.68
Sistema ACO: Inserti Cat5e / Fonia
AM-ACO-55890801 | L | 558908-1 | NETCONNECT - ACO - Inserto RJ45 di Cat. 5e singolo UTP tipo T568A | 1 | PROMO | 19.404 | 19.404
AM-ACO-28458401 | ) | 284584-1 | NETCONNECT - ACO - Inserto RJ45 di Cat. 5e singolo FTP tipo T568A | 10 |  | 14.266 | 14.266
AM-ACO-18363601 | ) | 183636-1 | NETCONNECT - ACO - Inserto RJ45 di Cat. 5e doppio FTP per 10/100 BaseT | 10 |  | 30.296 | 30.296
AM-ACO-18363501 | ) | 183635-1 | NETCONNECT - ACO - Inserto RJ45 di Cat. 5e doppio FTP per Token Ring | 10 |  | 30.296 | 30.296
AM-ACO-18364101 | ) | 183641-1 | NETCONNECT - ACO - Inserto RJ45 di Cat5e doppio FTP per ISDN/10-100BaseT | 10 |  | 30.296 | 30.296
AM-ACO-55561101 | L | 555611-1 | NETCONNECT - ACO - Applicazione voce inserto RJ11 UTP | 1 | PROMO | 28.0665 | 28.0665
AM-ACO-55561401 | L | 555614-1 | NETCONNECT - ACO - Applicazione voce inserto doppio RJ11 UTP | 1 | PROMO | 10.0485 | 10.0485
AM-ACO-171100001 | L | 1711000-1 | NETCONNECT - ACO - Applicazione voce inserto quadruplo RJ45 UTP | 1 | PROMO | 23.4465 | 23.4465
AM-ACO-55564401 | ) | 555644-1 | NETCONNECT - ACO - Inserto cieco | 10 |  | 1.456 | 1.456
Sistema ACO: Inserti Cat6 / Cat7
AM-ACO-164403101 | L | 1644031-1 | NETCONNECT - ACO - Inserto RJ45 di Cat.6 non schermato T568A avorio | 1 | PROMO | 7.854 | 7.854
AM-ACO-164402701 | ) | 1644027-1 | NETCONNECT - ACO - Inserto RJ45 di Cat.6 non schermato T568B avorio | 10 |  | 14.588 | 14.588
AM-ACO-33654801 | ) | 336548-1 | NETCONNECT - ACO - Inserto RJ45 di Cat.6 schermato T568A avorio | 10 |  | 16.506 | 16.506
AM-ACO-164402701 | ) | 1644027-1 | NETCONNECT - ACO - Inserto RJ45 di Cat.6 schermato T568B avorio | 10 |  | 14.588 | 14.588
AM-ACO-171110001 | L | 1711100-1 | NETCONNECT - ACO - Inserto triplo 1 porta Cat.6 ethernet + 2 fonia avorio | 1 | PROMO | 27.951 | 27.951
AM-ACO-171179601 | ) | 1711796-1 | NETCONNECT - ACO - Inserto RJ45 di Cat.6A schermato T568A avorio | 10 |  | 20.846 | 20.846
AM-ACO-171180401 | ) | 1711804-1 | NETCONNECT - ACO - Inserto doppio RJ45 ISDN 10/100 RJ45 Cat.6A schermata T568A avorio | 10 |  | 30.296 | 30.296
AM-ACO-171180101 | ) | 1711801-1 | NETCONNECT - ACO - Inserto doppio RJ45 10/100 Cat.6A schermato T568A avorio | 10 |  | 30.296 | 30.296
AM-ACO-171180701 | ) | 1711807-1 | NETCONNECT - ACO - Inserto doppio RJ45 ISDN Cat.6A schermato T568A avorio | 10 |  | 30.296 | 30.296
Sistema ACO: Pannelli di permutazione
AM-ACO-215311203 | ) | 2153112-3 | NETCONNECT - ACO Ultra - pannello di permutazione 8 porte schermato Mark II | 1 |  | 229.32 | 229.32
AM-ACO-171168601 | ) | 1711686-1 | NETCONNECT - ACO Plus - pannello di permutazione 24 porte ad alta densità grigio chiaro | 1 |  | 606.97 | 606.97
AM-ACO-171168603 | ) | 1711686-3 | NETCONNECT - ACO Plus - pannello di permutazione 24 porte ad alta densità nero | 1 |  | 606.97 | 606.97
Sistema MRJ21
Sistema MRJ21: Pannelli
AM-MRJ-147945101 | L | 1479451-1 | COMMSCOPE - Telaio per 3 cassetti MRJ21 snap in, 1 unità | 1 | PROMO | 35.4354 | 35.4354
AM-MRJ-147945901 | L | 1479459-1 | COMMSCOPE - Cassetto MRJ21/RJ45, 6 porte, 10/100/1000Base-T, snap in (4 coppie) | 1 | PROMO | 138.6462 | 138.6462
AM-MRJ-215311501 | ) | 2153115-1 | COMMSCOPE - Cassetto MRJ21/RJ45, 8 porte XG 10GBASE-T, UCP quick-fit (4 coppie) | 1 |  | 285.04 | 285.04
AM-MRJ-171197001 | ) | 1711970-1 | COMMSCOPE - Cassetto MRJ21/RJ45, 12 porte 10/100/1000Base-T, UCP quick-fit (4 coppie) | 1 |  | 219.506 | 219.506
AM-MRJ-177702901 | ) | 1777029-1 | COMMSCOPE - Pannello MRJ21/RJ45, 24 porte, 10/100/1000Base-T | 1 |  | 576.198 | 576.198
AM-MRJ-215304601 | ) | 2153046-1 | COMMSCOPE - Pannello MRJ21/RJ45, XG, 48 porte, 10GbE | 1 |  | 1241.646 | 1241.646
Sistema MRJ21 XG: Trunk Cable
AM-MRJ-215305203 | ) | 2153052-3 | COMMSCOPE - Cavo trunk MRJ21/MRJ21, XG, schermato, metri 3 | 1 |  | 298.326 | 298.326
AM-MRJ-215305205 | ) | 2153052-5 | COMMSCOPE - Cavo trunk MRJ21/MRJ21, XG, schermato, metri 5 | 1 |  | 327.936 | 327.936
AM-MRJ-215305210 | ) | 1-2153052-0 | COMMSCOPE - Cavo trunk MRJ21/MRJ21, XG, schermato, metri 10 | 1 |  | 401.954 | 401.954
AM-MRJ-215305215 | ) | 1-2153052-5 | COMMSCOPE - Cavo trunk MRJ21/MRJ21, XG, schermato, metri 15 | 1 |  | 475.972 | 475.972
AM-MRJ-215305220 | ) | 2-2153052-0 | COMMSCOPE - Cavo trunk MRJ21/MRJ21, XG, schermato, metri 20 | 1 |  | 549.99 | 549.99
AM-MRJ-215305225 | ) | 2-2153052-5 | COMMSCOPE - Cavo trunk MRJ21/MRJ21, XG, schermato, metri 25 | 1 |  | 623.994 | 623.994
AM-MRJ-215305230 | ) | 3-2153052-0 | COMMSCOPE - Cavo trunk MRJ21/MRJ21, XG, schermato, metri 30 | 1 |  | 698.012 | 698.012
AM-MRJ-215305235 | ) | 3-2153052-5 | COMMSCOPE - Cavo trunk MRJ21/MRJ21, XG, schermato, metri 35 | 1 |  | 772.03 | 772.03
AM-MRJ-215305240 | ) | 4-2153052-0 | COMMSCOPE - Cavo trunk MRJ21/MRJ21, XG, schermato, metri 40 | 1 |  | 846.048 | 846.048
Sistema Hi-D
AM-HID-137525302 | ) | 1375253-2 | NETCONNECT - Fascette in velco Hi-D 1’’ x 8’’ (10 pezzi) | 10 |  | 13.664 | 13.664
AM-HID-137525402 | ) | 1375254-2 | COMMSCOPE - Fascette in velco Hi-D 1’’ x 12’’ (10 pezzi) | 10 |  | 14.224 | 14.224
AM-FAD-149983601 | L | 1499836-1 | NETCONNECT - Inserto SL - SC simplex - monomodale/multimodale - beige | 1 | PROMO | 7.0686 | 7.0686
AM-FAD-193328604 | ) | 1933286-4 | COMMSCOPE - Inserto SL - LC duplex - monomodale - blu | 10 |  | 11.76 | 11.76
AM-FAD-193328606 | ) | 1933286-6 | COMMSCOPE - Inserto SL - LC duplex - multimodale (OM3) - aqua | 10 |  | 11.76 | 11.76
AM-FAD-193328611 | ) | 1-1933286-1 | COMMSCOPE - Inserto SL - LC duplex - multimodale (OM2) - nero | 10 |  | 12.642 | 12.642
AM-FAD-211161502 | ) | 2111615-2 | NETCONNECT - Inserto SL - BNC - nero | 5 |  | 17.038 | 17.038
AM-HID-147969801 | ) | 1479698-1 | COMMSCOPE - Modulo quick-fit - cieco | 5 |  | 3.78 | 3.78
AM-HID-167108012 | ) | 1-1671080-2 | COMMSCOPE - Canalizzazione orizzontale 19 ’’ per Rack Hi-D - 2 unità | 1 |  | 126.112 | 126.112
AM-HID-167111301 | L | 1671113-1 | NETCONNECT - Pannello Hi-D - cieco - angolato | 1 | PROMO | 32.2938 | 32.2938
AM-HID-167111302 | L | 1671113-2 | NETCONNECT - Pannello Hi-D - cieco - frontale piano | 1 | PROMO | 21.483 | 21.483
AM-HID-167113215 | L | 1-1671132-5 | NETCONNECT - Coppia di passacavi laterali per rack AMP Hi-D - 15 unità | 1 | PROMO | 121.2057 | 121.2057
AM-HID-226908101 | ) | 2269081-1 | COMMSCOPE - Passacavo laterale 1U, passaggio frontale alta densità, 1pz | 1 |  | 19.376 | 19.376
AM-HID-226908102 | ) | 2269081-2 | COMMSCOPE - Passacavo laterale 2U, passaggio frontale alta densità, 1pz | 4 |  | 32.704 | 32.704
AM-HID-226908104 | ) | 2269081-4 | COMMSCOPE - Passacavo laterale 4U, passaggio frontale alta densità, 1pz | 2 |  | 72.772 | 72.772
AM-HID-167118901 | L | 1671189-1 | NETCONNECT - Kit di supporto per pannelli 19 ’’ - 1 unità - sotto-pavimento | 1 | PROMO | 28.7133 | 28.7133
AM-HID-167120203 | L | 1671202-3 | NETCONNECT - Modulo quick-fit - 6 LC quad - OM3 - colore aqua | 1 | PROMO | 110.5104 | 110.5104
AM-HID-193335201 | ) | 1933352-1 | COMMSCOPE - Barra di management per cavi rame MRJ21 profondità 6 ’’ (150 mm) | 1 |  | 55.3 | 55.3
Cassetti ottici Modulari sistema AGILE per moduli G2 e adapter pack
AM-FPP-760193938 | J | 760193938 | COMMSCOPE - Frontale di gestione delle permutazioni per pannello ottico Agile 19'' 1U dritto p/n AGL-1U-TROUGH | 1 |  | 92.792 | 92.792
AM-FPP-760241517 | ) | 760241517 | COMMSCOPE - Pannello ottico Agile aperto 19'' 1U fisso, accetta 4 moduli G2 p/n AGL-1U-FX | 1 |  | 94.71 | 94.71
AM-FPP-760242453 | J | 760242453 | COMMSCOPE - Pannello ottico Agile aperto 19'' 1U scorrevole, accetta 4 moduli G2 p/n AGL-1U-SL | 1 |  | 161.896 | 161.896
AM-FPP-760242475 | ) | 760242475 | COMMSCOPE - Cassetto ottico Agile con coperchio trasparente 19'' 1U fisso, accetta 4 moduli G2 p/n AGL-1U-ENC-FX | 1 |  | 157.836 | 157.836
AM-FPP-760242476 | J | 760242476 | COMMSCOPE - Cassetto ottico Agile con coperchio trasparente 19'' 1U scorrevole, accetta 4 moduli G2 p/n AGL-1U-ENC-SL | 1 |  | 226.646 | 226.646
AM-FPP-760242455 | ) | 760242455 | COMMSCOPE - Cassetto ottico Agile con coperchio metallico 19'' 1U scorrevole, accetta 4 moduli G2 p/n AGL-1U-DRW-SL | 1 |  | 202.37 | 202.37
AM-FPP-760241518 | ) | 760241518 | COMMSCOPE - Pannello ottico Agile aperto inclinato 19'' 1U fisso, accetta 4 moduli G2 p/nAGL-1U-ANG-FX | 1 |  | 107.324 | 107.324
AM-FPP-760242454 | J | 760242454 | COMMSCOPE - Pannello ottico Agile aperto inclinato 19'' 1U scorrevole, accetta 4 moduli G2 p/nAGL-1U-ANG-SL | 1 |  | 178.08 | 178.08
AM-FPP-760241378 | J | 760241378 | COMMSCOPE - Vassoio portagiunti per 48 giunti di tipo SMOUV p/n AGL-SPLICE-48 | 1 |  | 43.12 | 43.12
Cassetti ottici Modulari sistema High Density Solution (HD)
AM-FPP-760231506 | ) | 760231506 | COMMSCOPE - Cassetto ottico high density 1U estraibile 4 pos. x moduli 360G2/360DM/360DP e giunzioni p/n HD-1U-SP | 1 |  | 445.2 | 445.2
AM-FPP-760231514 | ) | 760231514 | COMMSCOPE - Cassetto ottico high density 2U estraibile 8 pos. x moduli 360G2/360DM/360DP e giunzioni p/n HD-2U-SP | 1 |  | 604.184 | 604.184
AM-FPP-760209940 | ) | 760209940 | COMMSCOPE - Cassetto ottico high density 1U estraibile 4 pos. iPatch ready x moduli 360G2/360DM/360DP p/n HD-1U | 1 |  | 445.2 | 445.2
AM-FPP-760209957 | ) | 760209957 | COMMSCOPE - Cassetto ottico high density 2U estraibile 8 pos. iPatch ready x moduli 360G2/360DM/360DP p/n HD-2U | 1 |  | 604.184 | 604.184
Cassette 360G2 con bussole e pigtail
AM-FPP-760245496 | ) | 760245496 | COMMSCOPE - Cassetta G2 con 6 porte SC dpx senza pigtails con cornici colorate aqua, blu, verde, lime p/n G2-SP-12SC | 1 |  | 293.9328 | 293.9328
AM-FPP-760245495 | ) | 760245495 | COMMSCOPE - Cassetta G2 con 6 porte LC dpx senza pigtails con cornici colorate aqua, blu, verde, lime p/n G2-SP-12LC | 1 |  | 293.9328 | 293.9328
AM-FPP-760245494 | ) | 760245494 | COMMSCOPE - Cassetta G2 con 12 porte LC dpx senza pigtails con cornici colorate aqua, blu, verde, lime p/n G2-SP-24LC | 1 |  | 391.7376 | 391.7376
AM-FPP-760245399 | ) | 760245399 | COMMSCOPE - Cassetta G2 con 6 porte LC dpx OM4 con pigtails, acqua p/n G2-SP-12LCX-PT | 1 |  | 528.984 | 528.984
AM-FPP-760245401 | ) | 760245401 | COMMSCOPE - Cassetta G2 con 6 porte LC dpx OS2 con pigtails, blu p/n G2-SP-12LCG-PT | 1 |  | 528.984 | 528.984
AM-FPP-760244927 | ) | 760244927 | COMMSCOPE - Cassetta G2 con 12 porte LC dpx OM4 con pigtails, acqua p/n G2-SP-24LCX-PT | 1 |  | 898.9344 | 898.9344
AM-FPP-760244929 | ) | 760244929 | COMMSCOPE - Cassetta G2 con 12 porte LC dpx OS2 con pigtails, blu p/n G2-SP-24LCG-PT | 1 |  | 898.9344 | 898.9344
Box a muro WB2
AM-FPP-760248901 | ) | 760248901 | COMMSCOPE - Box a muro a due porte per due moduli G2, cassette di giunzione o adattatori p/n WB2-EMT-BK-2P-MOD | 1 |  | 185.346 | 185.346
AM-FPP-760248902 | ) | 760248902 | COMMSCOPE - Box a muro a due porte per quattro moduli G2, cassette di giunzione o adattatori p/n WB2-EMT-BK-4P-MOD | 1 |  | 196.854 | 196.854
AM-FPP-760248903 | ) | 760248903 | COMMSCOPE - Box a muro a due porte per otto moduli G2, cassette di giunzione o adattatori p/n WB2-EMT-BK-8P-MOD | 1 |  | 208.474 | 208.474
Pannello UCP
AM-ACC-167159011 | L | 1-1671590-1 | NETCONNECT - Telaio UCP recesso angolato scarico, 1U per 4 moduli Quick-Fit | 1 | PROMO | 68.9766 | 68.9766
AM-ACC-760239401 | ) | 760239401 | COMMSCOPE - Telaio UCP recesso angolato scarico, 1U per 4 moduli Quick-Fit p/n CPPR-QF-1U-E | 1 |  | 68.642 | 68.642
AM-ACC-760239400 | J | 760239400 | COMMSCOPE - Telaio UCP diritto scarico, 1U per 4 moduli Quick-Fit p/n CPP-QF-1U-E | 1 |  | 64.302 | 64.302
AM-ACC-760242369 | J | 760242369 | COMMSCOPE - Adattatore UCP/Quick-Fit per moduli G2 (conf. 4 pz) p/n QFIT-G2-ADPT-BRKT-4PK | 1 |  | 47.852 | 47.852
AM-ACC-211111701 | ) | 2111117-1 | COMMSCOPE - Modulo UCP Quick fit per 6 jack SL UTP | 1 |  | 4.536 | 4.536
AM-MPO-167143711 | L | 1-1671437-1 | NETCONNECT - Telaio UCP estraibile, dritto scarico 1U per 4 moduli Quick-Fit | 1 | PROMO | 137.2602 | 137.2602
Cavi Fibra ottica Mini Breakout da interno
AM-CVF-760241757 | ) | 760241757 | COMMSCOPE - Cavo ottico tight da interno, 4 FO OM4, B2ca s1a d1 a1 LSZH -aqua- p/n N-004-DS-5K-FSUAQ/B2 | 500 |  | 5.1811 | 5.1811
AM-CVF-760241753 | ) | 760241753 | COMMSCOPE - Cavo ottico tight da interno, 4 FO OS2 (G.652.D e G.657.A1), B2ca s1a d1 a1 LSZH -giallo- p/n N-004-DS-8W-FSUYL/B2 | 500 |  | 3.4939 | 3.4939
AM-CVF-760248866 | ) | 760248866 | COMMSCOPE - Cavo ottico tight da interno, 12 FO OM4, B2ca s1a d1 a1 LSZH -aqua- p/n N-012-DS-5K-FSUAQ/B2 | 500 |  | 10.9384 | 10.9384
AM-CVF-760248874 | ) | 760248874 | COMMSCOPE - Cavo ottico tight da interno, 12 FO OS2 (G.652.D e G.657.A1), B2ca s1a d1 a1 LSZH -giallo- p/n N-012-DS-8W-FSUYL/B2 | 500 |  | 5.8725 | 5.8725
AM-CVF-59914425 | L | 2-599144-5 | NETCONNECT - Cavo ottico tight 4 fibre multimodale - LSZH Cca s1 d0 a2- fibra 62,5/125 OM1 | 1 | PROMO | 1.0288 | 1.0288
AM-CVF-59914427 | L | 2-599144-7 | NETCONNECT - Cavo ottico tight 4 fibre multimodale - LSZH Cca s1 d0 a2 fibra 50/125 OM2 | 1 | PROMO | 2.3207 | 2.3207
AM-CVF-59914627 | L | 2-599146-7 | NETCONNECT - Cavo ottico tight 8 fibre multimodale - LSZH Dca s2 d1 a1- fibra 50/125 OM2 | 1 | PROMO | 3.9237 | 3.9237
AM-CVF-59914827 | L | 2-599148-7 | NETCONNECT - Cavo ottico tight 12 fibre multimodale - LSZH Dca s2 d1 a1 fibra 50/125 OM2 | 1 | PROMO | 5.4788 | 5.4788
Cavi Fibra ottica Antiroditore (Interno/Esterno) Loose
AM-CVF-59962223 | ) | 2-599622-3 | COMMSCOPE - Cavo loose antirod. 4 FO OM3, LSZH Eca -aqua- p/n C-004-CN-5L-M04AQ/28G/GY/E | 1000 |  | 2.5896 | 2.5896
AM-CVF-59962222 | ) | 2-599622-2 | COMMSCOPE - Cavo loose antirod. 4 FO OM4, LSZH Eca -aqua- p/n C-004-CN-5K-M04AQ/28G/GY/E | 1000 |  | 3.7652 | 3.7652
AM-CVF-59962224 | ) | 2-599622-4 | COMMSCOPE - Cavo loose antirod. 4 FO OS2, LSZH Eca -gialla- | 1000 |  | 1.764 | 1.764
AM-CVF-59962423 | ) | 2-599624-3 | COMMSCOPE - Cavo loose antirod. 8 FO OM3, LSZH Eca -aqua- p/n C-008-CN-5L-M08AQ/28G/GY/E/2K | 1000 |  | 3.6234 | 3.6234
AM-CVF-59962422 | ) | 2-599624-2 | COMMSCOPE - Cavo loose antirod. 8 FO OM4, LSZH Eca -aqua- p/n C-008-CN-5K-M08AQ/28G/GY/E/2K | 1000 |  | 5.6572 | 5.6572
AM-CVF-59962425 | L | 2-599624-5 | COMMSCOPE - Cavo loose antirod. 8 FO OM1, LSZH | 1 | PROMO | 1.8661 | 1.8661
AM-CVF-59962424 | ) | 2-599624-4 | COMMSCOPE - Cavo loose antirod. 8 FO OS2, LSZH Eca -gialla- | 1 |  | 2.0852 | 2.0852
AM-CVF-59962527 | L | 2-599625-7 | COMMSCOPE - Cavo loose antirod. 12 FO OM2, LSZH | 1 | PROMO | 5.5027 | 5.5027
AM-CVF-59962522 | ) | 2-599625-2 | COMMSCOPE - Cavo loose antirod. 12 FO OM4, LSZH Eca -aqua- p/n C-012-CN-5K-M12AQ/28G/GY/E/2K | 1000 |  | 7.5179 | 7.5179
AM-CVF-59962523 | ) | 2-599625-3 | COMMSCOPE - Cavo loose antirod. 12 FO OM3, LSZH Eca -aqua- | 1 |  | 4.3123 | 4.3123
AM-CVF-59962524 | ) | 2-599625-4 | COMMSCOPE - Cavo loose antirod. 12 FO OS2, LSZH Eca -gialla- p/n C-012-CN-8W-M12YL/28G/GY/E | 1000 |  | 2.3776 | 2.3776
AM-CVF-59962723 | L | 2-599627-3 | COMMSCOPE - Cavo loose antirod. 24 FO OM3, LSZH -aqua- | 1 | PROMO | 5.0482 | 5.0482
Cavi Fibra ottica Armati non metallici Antiroditore (Interno/Esterno) Loose
AM-CVF-59916825 | L | 2-599168-5 | COMMSCOPE - Cavo ottico loose armato GRP, 4 FO OM1, LSZH | 1 | PROMO | 2.1532 | 2.1532
AM-CVF-59917024 | L | 2-599170-4 | COMMSCOPE - Cavo ottico loose armato GRP, 8 FO OS2, LSZH -giallo- p/n C-008-CA-8W-M08YL/28G/GRP/D | 1 | PROMO | 2.3447 | 2.3447
AM-CVF-59917023 | ) | 2-599170-3 | COMMSCOPE - Cavo ottico loose armato GRP, 8 FO OM3, LSZH -aqua- | 1 |  | 6.8065 | 6.8065
AM-CVF-59917224 | J | 2-599172-4 | COMMSCOPE - Cavo ottico loose armato GRP, 12 FO OS2, LSZH -giallo- p/n C-012-CA-8W-M12YL/28G/GRP/D | 1 |  | 5.7526 | 5.7526
AM-CVF-59917222 | J | 2-599172-2 | COMMSCOPE - Cavo ottico loose armato GRP, 12 FO OM4, LSZH -aqua- p/n C-012-CA-5K-M12AQ/28G/GRP/D | 1 |  | 10.8628 | 10.8628
AM-CVF-59917522 | ) | 2-599175-2 | COMMSCOPE - Cavo ottico loose armato GRP, 24 FO OM4, LSZH -aqua- p/n C-024-LA-5K-M12AQ/28G/GRP/E | 1 |  | 21.501 | 21.501
AM-CVF-59917524 | ) | 2-599175-4 | COMMSCOPE - Cavo ottico loose armato GRP, 24 FO OS2, LSZH -giallo- p/n C-024-LA-8W-M12YL/28G/GRP/E | 1000 |  | 10.6357 | 10.6357
Cavi Fibra ottica Armati metallici Antiroditore (Interno/Esterno) Loose, guaina in PE
AM-CVF-59969224 | ) | 2-599692-4 | COMMSCOPE - Cavo loose armato CST, 8 FO OS2, HDPE -nero- | 1 |  | 2.8698 | 2.8698
AM-CVF-59968324 | J | 2-599683-4 | COMMSCOPE - Cavo ottico loose armato CST, 12 FO OS2, HDPE -nero- | 1 |  | 3.02 | 3.02
AM-CVF-59968323 | ) | 2-599683-3 | COMMSCOPE - Cavo ottico loose armato CST, 12 FO OM3, HDPE -nero- | 1 |  | 5.0067 | 5.0067
AM-CVF-59968322 | J | 2-599683-2 | COMMSCOPE - Cavo ottico loose armato CST, 12 FO OM4, HDPE -nero- | 1 |  | 8.1272 | 8.1272
AM-CVF-59969022 | ) | 2-599690-2 | COMMSCOPE - Cavo ottico loose armato CST, 24 FO OM4, HDPE -nero- | 1000 |  | 14.5476 | 14.5476
Cavi ottici Interno/Esterno, loose, armati metallici B2ca e Cca
AM-CVF-760243285 | J | 760243285 | COMMSCOPE - Cavo ottico loose armato CST, 12 FO OM4, B2ca s1a d0 a1 LSZH -nero- p/n C-012-LA-5K-M12BK/20G/B | 1 |  | 13.4368 | 13.4368
AM-CVF-760241035 | J | 760241035 | COMMSCOPE - Cavo ottico loose armato CST, 12 FO OS2, B2ca s1a d0 a1 LSZH -nero- p/n C-012-LA-8W-M12BK/20G/B | 1 |  | 8.0921 | 8.0921
AM-CVF-760243287 | ) | 760243287 | COMMSCOPE - Cavo ottico loose armato CST, 24 FO OM4, Cca s1b d2 a1 LSZH -nero- p/n C-024-LA-5K-M12BK/20G/C | 1 |  | 20.269 | 20.269
AM-CVF-760241036 | ) | 760241036 | COMMSCOPE - Cavo ottico loose armato CST, 24 FO OS2, Cca s2 d2 a1 LSZH -nero- p/n C-024-LA-8W-M12BK/20G/C | 1 |  | 9.3374 | 9.3374
Cassetti ottici estraibili
AM-FPP-120611408 | L | 1206114-8 | COMMSCOPE - Pannello ottico di permutazione 24 porte ST, scarico | 1 | PROMO | 60.06 | 60.06
AM-FPP-120613808 | J | 1206138-8 | COMMSCOPE - Pannello ottico di permutazione 12 porte SC duplex, scarico | 1 |  | 116.172 | 116.172
AM-FPP-120613844 | ) | 4-1206138-4 | COMMSCOPE - Pannello ottico di permutazione 12 porte SC duplex caricato con 12 bussole multimodali | 1 |  | 171.052 | 171.052
AM-FPP-134896024 | ) | 2-1348960-4 | COMMSCOPE - Pannello ottico di permutazione 12 porte SC duplex caricato con 6 bussole OS2 -blu- | 1 |  | 149.002 | 149.002
AM-FPP-134896044 | L | 4-1348960-4 | COMMSCOPE - Pannello ottico di permutazione 12 porte SC duplex caricato con 12 bussole OS2 -blu- | 1 | PROMO | 148.764 | 148.764
AM-FPP-120634304 | J | 1206343-4 | COMMSCOPE - Pannello ottico di permutazione 24 porte SC duplex, scarico | 1 |  | 116.172 | 116.172
AM-FPP-120634322 | ) | 2-1206343-2 | COMMSCOPE - Pannello ottico di permutazione 24 porte SC duplex caricato con 12 bussole OM4 -aqua- | 1 |  | 171.052 | 171.052
AM-FPP-120634342 | ) | 4-1206343-2 | COMMSCOPE - Pannello ottico di permutazione 24 porte SC duplex caricato con 24 bussole OM4 -aqua- | 1 |  | 226.044 | 226.044
AM-FPP-120634344 | ) | 4-1206343-4 | COMMSCOPE - Pannello ottico di permutazione 24 porte SC duplex caricato con 24 bussole multimodali | 1 |  | 353.962 | 353.962
AM-FPP-167100244 | ) | 4-1671002-4 | COMMSCOPE - Pannello ottico di permutazione 24 porte SC duplex caricato con 24 bussole monomodali | 1 |  | 300.3 | 300.3
AM-FPP-167100008 | J | 1671000-8 | COMMSCOPE - Pannello ottico di permutazione 24 porte LC duplex, scarico | 1 |  | 116.172 | 116.172
AM-FPP-167100028 | ) | 2-1671000-8 | COMMSCOPE - Pannello ottico di permutazione 24 porte LC duplex caricato con 12 bussole multimodali | 1 |  | 171.052 | 171.052
AM-FPP-167100048 | ) | 4-1671000-8 | COMMSCOPE - Pannello ottico di permutazione 24 porte LC duplex caricato con 24 bussole multimodali | 1 |  | 226.044 | 226.044
AM-FPP-167100022 | ) | 2-1671000-2 | COMMSCOPE - Pannello ottico di permutazione 24 porte LC duplex caricato con 12 bussole OM4 -aqua- | 1 |  | 244.09 | 244.09
AM-FPP-167100042 | ) | 4-1671000-2 | COMMSCOPE - Pannello ottico di permutazione 24 porte LC duplex caricato con 24 bussole OM4 -aqua- | 1 |  | 226.044 | 226.044
AM-FPP-167100044 | ) | 4-1671000-4 | COMMSCOPE - Pannello ottico di permutazione 24 porte LC duplex caricato con 24 bussole OS2 -blu- | 1 |  | 353.962 | 353.962
Connettori ottici a resinare
AM-FCE-549245801 | L | 5492458-1 | COMMSCOPE - Connettore ST MM a resinare, ferrula ceramica corpo metallico | 1 | PROMO | 3.0492 | 3.0492
AM-FCE-550394801 | L | 5503948-1 | COMMSCOPE - Connettore SC simplex MM resinare, ceramico corpo plastico,con codolo | 1 | PROMO | 4.851 | 4.851
AM-FCE-550465701 | L | 5504657-1 | COMMSCOPE - Connettore SC duplex MM resinare, ceramico corpo plastico,con codolo | 1 | PROMO | 5.2437 | 5.2437
AM-FCE-634852201 | ) | 6348522-1 | COMMSCOPE - Clips di unione 2 SC simplex (2 clips per ottenere un SC duplex) | 500 |  | 0.392 | 0.392
AM-FCE-658870501 | L | 6588705-1 | COMMSCOPE - Connettore LC simplex multimodali. a resinare, ferrula ceramica 2.5mm | 10 | PROMO | 3.3264 | 3.3264
AM-FCE-191838501 | L | 1918385-1 | COMMSCOPE - Connettore LC simplex multimodali. a resinare, ferrula ceramica 900um | 10 | PROMO | 4.62 | 4.62
Connettori ottici a prelappati Light Crimp PLUS | Connettori ottici a prelappati Light Crimp PLUS
AM-FCL-627808201 | ) | 6278082-1 | COMMSCOPE - Connettore ST MM LightCrimp Plus, ferrula ceramica, 50/125 um | 1 |  | 19.992 | 19.992
AM-FCL-627808202 | L | 6278082-2 | COMMSCOPE - Connettore ST OM3/4 LightCrimp Plus, ferrula ceramica, boot aqua 3mm | 1 | PROMO | 16.0776 | 16.0776
AM-FCL-182895303 | ) | 1828953-3 | COMMSCOPE - Connettore ST UPC OM2 LightCrimp Plus, boot nero 3 mm | 1 |  | 22.792 | 22.792
AM-FCL-549264301 | ) | 5492643-1 | COMMSCOPE - Connettore SC simplex MM LightCrimp Plus, ceramico, 62,5/125 um | 1 |  | 22.162 | 22.162
AM-FCL-627807902 | ) | 6278079-2 | COMMSCOPE - Connettore SC simplex OM2 LightCrimp Plus, ceramico, beige, boot nero | 1 |  | 19.824 | 19.824
AM-FCL-658829102 | ) | 6588291-2 | COMMSCOPE - Connettore SC simplex OM3/4 LightCrimp Plus, ceramico, bige, boot aqua | 1 |  | 21.952 | 21.952
AM-FCL-669327601 | ) | 6693276-1 | COMMSCOPE - Connettore SC simplex SM LightCrimp Plus, ceramico | 1 |  | 23.45 | 23.45
AM-FCL-627808002 | ) | 6278080-2 | COMMSCOPE - Connettore SC duplex OM2 LightCrimp Plus, ceramico, boot nero | 1 |  | 39.326 | 39.326
AM-FCL-627800901 | ) | 6278009-1 | COMMSCOPE - Connettore SC duplex MM LightCrimp Plus, ceramico, 62,5/125 um | 1 |  | 44.142 | 44.142
AM-FCL-669327801 | ) | 6693278-1 | COMMSCOPE - Connettore SC duplex SM LightCrimp Plus, ceramico, 9/125 um | 1 |  | 66.724 | 66.724
AM-FCL-675448302 | ) | 6754483-2 | COMMSCOPE - Connettore LC simplex MM LightCrimp Plus, ceramico, 50/125 um | 1 |  | 22.792 | 22.792
AM-FCL-675448304 | ) | 6754483-4 | COMMSCOPE - Connettore LC simplex MM LightCrimp Plus, ceramico, XG 50/125 um | 1 |  | 26.208 | 26.208
AM-FCL-675448301 | ) | 6754483-1 | COMMSCOPE - Connettore LC simplex MM LightCrimp Plus, ceramico, 62,5/125 um | 1 |  | 22.792 | 22.792
AM-FCL-191862702 | ) | 1918627-2 | COMMSCOPE - Connettore LC simplex MM LightCrimp Plus 50/125 beige boot nero 1,6/2,0mm | 1 |  | 24.038 | 24.038
AM-FCL-675448502 | ) | 6754485-2 | COMMSCOPE - Connettore LC duplex MM LightCrimp Plus, ceramico, 50/125 um | 1 |  | 49.504 | 49.504
AM-FCL-191862703 | ) | 1918627-3 | COMMSCOPE - Connettore LC simplex MM LightCrimp Plus 50/125 XG boot aqua 1,6 a 2,0 mm | 1 |  | 27.412 | 27.412
AM-FCL-675448504 | ) | 6754485-4 | COMMSCOPE - Connettore LC duplex MM LightCrimp Plus, ceramico, XG 50/125 um | 1 |  | 56.938 | 56.938
AM-FCL-675448201 | J | 6754482-1 | COMMSCOPE - Connettore LC simplex LightCrimp Plus, ceramico, 9/125 um | 1 |  | 29.386 | 29.386
AM-FCL-191862601 | ) | 1918626-1 | COMMSCOPE - Connettore LC simplex SM/UPC LightCrimp Plus blu 1,6 a 2,0 mm | 1 |  | 30.632 | 30.632
AM-FCL-206418401 | ) | 2064184-1 | COMMSCOPE - Connettore LC simplex SM APC LightCrimp Plus col.verde boot blu 250/900um | 1 |  | 34.216 | 34.216
Bussole Multimodali
AM-FAD-50402101 | ) | 504021-1 | COMMSCOPE - Bussola MM ST, corpo metallico, allineatore metallico | 10 |  | 3.304 | 3.304
AM-FAD-50138101 | ) | 501381-1 | COMMSCOPE - Bussola MM ST, corpo metallico, allineatore polimerico | 10 |  | 3.85 | 3.85
AM-FAD-550461401 | ) | 5504614-1 | COMMSCOPE - Bussola MM SC simplex, plastica, allineatore metallico,avorio | 10 |  | 2.884 | 2.884
AM-FAD-550464001 | J | 5504640-1 | COMMSCOPE - Bussola MM SC duplex, plastica, allineatore metall., avorio con viti | 10 |  | 4.564 | 4.564
AM-FAD-550464002 | ) | 5504640-2 | COMMSCOPE - Bussola MM SC duplex plastica allin.metall.avorio (pacco da 50pz) | 50 |  | 4.564 | 4.564
AM-FAD-550277612 | ) | 1-5502776-2 | COMMSCOPE - Bussola MM SC duplex, corpo plastico allineatore ceramico, avorio | 1 |  | 8.05 | 8.05
AM-FAD-550466304 | ) | 5504663-4 | COMMSCOPE - Bussola MM SC/ST duplex, plastica, allineatore metallico , avorio | 10 |  | 4.564 | 4.564
AM-FAD-550278003 | L | 5502780-3 | COMMSCOPE - Bussola MM SC/ST simplex, plastica, allineatore metallico , avorio | 10 | PROMO | 4.6893 | 4.6893
AM-FAD-CS2725-000 | J | CS2725-000 | COMMSCOPE - Bussola MM LC OM3/OM4 duplex, corpo plastico, allineatore ceramico, OC-ADP-L5-L5-NNCD aqua | 10 |  | 4.064 | 4.064
AM-FAD-645756708 | L | 6457567-8 | COMMSCOPE - Bussola MM LC OM3/OM4 duplex con flangia, corpo plastico, allineatore metallico, avorio | 10 | PROMO | 4.62 | 4.62
AM-FAD-645756716 | J | 1-6457567-6 | COMMSCOPE - Bussola MM LC OM3/OM4 duplex con flangia, corpo plastico, allineatore ceramico, aqua | 10 |  | 5.152 | 5.152
AM-FAD-550277626 | J | 2-5502776-6 | COMMSCOPE - Bussola MM SC OM3/OM4 duplex con flangia, allineatore ceram. aqua | 10 |  | 7.322 | 7.322
Bussole Monomodali
AM-FAD-550277611 | J | 1-5502776-1 | COMMSCOPE - Bussola SM SC duplex, corpo plastico, allineatore ceramico, blu | 10 |  | 8.05 | 8.05
AM-FAD-550277623 | ) | 2-5502776-3 | COMMSCOPE - Bussola SM SC APC duplex corpo plastico allineatore ceramico, verde | 50 |  | 8.05 | 8.05
AM-FAD-A14037-000 | J | A14037-000 | NETCONNECT - Bussola SM LC duplex, corpo plastico, allineatore ceramico, OC-ADP-L1-L1-NNCD blu | 10 |  | 4.064 | 4.064
AM-FAD-645756704 | J | 6457567-4 | COMMSCOPE - Bussola SM LC duplex con flangia, corpo plastico, allineatore ceramico, blu | 10 |  | 5.152 | 5.152
Accessori per pannelli ottici
AM-FPP-143513001 | L | 1435130-1 | COMMSCOPE - Cassetto ottico a muro, include 6 bussole SC multimodali | 1 | PROMO | 192.0534 | 192.0534
AM-FPP-143513002 | L | 1435130-2 | COMMSCOPE - Cassetto ottico a muro, include 12 bussole SC multimodali | 1 | PROMO | 324.3471 | 324.3471
AM-FPP-167127301 | ) | 1671273-1 | COMMSCOPE - Kit accessori pre pannello ottico - inclusi i passacavi | 1 |  | 39.494 | 39.494
AM-FPP-167128101 | J | 1671281-1 | COMMSCOPE - Vassoio portagiunti per 24 giunti di tipo SMOUV | 1 |  | 37.828 | 37.828
AM-FPP-167128102 | ) | 1671281-2 | COMMSCOPE - Vassoio portagiunti per 24 giunti di tipo ANT | 1 |  | 37.912 | 37.912
AM-FPP-167128103 | L | 1671281-3 | COMMSCOPE - Vassoio portagiunti per 24 giunti di tipo record splice | 1 | PROMO | 19.9815 | 19.9815
AM-FPP-119315220 | ) | 418280-000 | COMMSCOPE - Protezione termoretraibile tipo SMOUV, confezione 100 pc p/n SMOUV-1120-02-PK | 1 |  | 35.84 | 35.84
AM-FPP-120614501 | L | 1206145-1 | COMMSCOPE - Accessori per pannelli ottici: serracavo PG16 (9-14 mm) | 1 | PROMO | 2.31 | 2.31
AM-FPP-120614601 | ) | 1206146-1 | COMMSCOPE - Anelli per pannello per gestione della fibra (2 pezzi) | 1 |  | 12.964 | 12.964
AM-FPP-141880001 | ) | 1418800-1 | COMMSCOPE - Accessori per pannelli ottici: tappo copripolvere per SC simplex | 100 |  | 0.728 | 0.728
Bretelle Ottiche SC - LC
AM-FPS-634826001 | L | 6348260-1 | NETCONNECT - Bretella ottica SC-SC duplex OS2, 2,5 mm LSZH, 1 m -gialla- | 1 | PROMO | 32.2245 | 32.2245
AM-FPS-634826002 | L | 6348260-2 | NETCONNECT - Bretella ottica SC-SC duplex OS2, 2,5 mm LSZH, 2 m -gialla- | 1 | PROMO | 32.5941 | 32.5941
AM-FPS-634826003 | L | 6348260-3 | NETCONNECT - Bretella ottica SC-SC duplex OS2, 2,5 mm LSZH, 3 m -gialla- | 1 | PROMO | 37.1217 | 37.1217
AM-FPS-634826005 | L | 6348260-5 | NETCONNECT - Bretella ottica SC-SC duplex OS2, 2,5 mm LSZH, 5 m -gialla- | 1 | PROMO | 32.34 | 32.34
AM-FPS-653646401 | L | 6536464-1 | NETCONNECT - Bretella ottica SC-SC duplex OM3, 2,5 mm LSZH 1 m -aqua- | 1 | PROMO | 25.0173 | 25.0173
AM-FPS-653646402 | L | 6536464-2 | NETCONNECT - Bretella ottica SC-SC duplex OM3, 2,5 mm LSZH 2 m -aqua- | 1 | PROMO | 33.7722 | 33.7722
AM-FPS-653646403 | L | 6536464-3 | NETCONNECT - Bretella ottica SC-SC duplex OM3, 2,5 mm LSZH 3 m -aqua- | 1 | PROMO | 36.96 | 36.96
AM-FPS-653646405 | L | 6536464-5 | NETCONNECT - Bretella ottica SC-SC duplex OM3, 2,5 mm LSZH 5 m -aqua- | 1 | PROMO | 76.23 | 76.23
AM-FPS-653646410 | L | 1-6536464-0 | NETCONNECT - Bretella ottica SC-SC duplex OM3, 2,5 mm LSZH 10 m -aqua- | 1 | PROMO | 36.3363 | 36.3363
AM-FPS-216004702 | L | 2160047-2 | NETCONNECT - Bretella ottica SC-SC duplex OM4, 1,8 mm zipcord LSZH, 2 m -aqua- | 1 | PROMO | 41.4414 | 41.4414
AM-FPS-216004703 | L | 2160047-3 | NETCONNECT - Bretella ottica SC-SC duplex OM4, 1,8 mm zipcord LSZH, 3 m -aqua- | 1 | PROMO | 41.58 | 41.58
AM-FPL-653696701 | L | 6536967-1 | NETCONNECT - Bretella ottica SC-LC duplex OM3, 1,8 mm zipcord LSZH, 1 m -aqua- | 1 | PROMO | 33.4488 | 33.4488
AM-FPL-653696703 | L | 6536967-3 | NETCONNECT - Bretella ottica SC-LC duplex OM3, 1,8 mm zipcord LSZH, 3 m -aqua- | 1 | PROMO | 38.346 | 38.346
AM-FPL-653696705 | L | 6536967-5 | NETCONNECT - Bretella ottica SC-LC duplex OM3, 1,8 mm zipcord LSZH, 5 m -aqua- | 1 | PROMO | 35.9898 | 35.9898
AM-FPL-653696710 | L | 1-6536967-0 | NETCONNECT - Bretella ottica SC-LC duplex OM3, 1,8 mm zipcord LSZH, 10 m -aqua- | 1 | PROMO | 48.0711 | 48.0711
AM-FPL-216004803 | L | 2160048-3 | NETCONNECT - Bretella ottica SC-LC duplex OM4, 1,8 mm zipcord LSZH, 3 m -aqua- | 1 | PROMO | 41.6724 | 41.6724
AM-FPL-216004805 | L | 2160048-5 | NETCONNECT - Bretella ottica SC-LC duplex OM4, 1,8 mm zipcord LSZH, 5 m -aqua- | 1 | PROMO | 43.89 | 43.89
AM-FPL-216004810 | L | 1-2160048-0 | NETCONNECT - Bretella ottica SC-LC duplex OM4, 1,8 mm zipcord LSZH, 10 m -aqua- | 1 | PROMO | 46.5465 | 46.5465
AM-FPL-653650801 | L | 6536508-1 | NETCONNECT - Bretella ottica SC-LC duplex OS2, 1,8 mm zipcord LSZH, 1 m -gialla- | 1 | PROMO | 34.4883 | 34.4883
AM-FPL-653650810 | L | 1-6536508-0 | NETCONNECT - Bretella ottica SC-LC duplex OS2, 1,8 mm zipcord LSZH, 10 m -gialla- | 1 | PROMO | 39.8937 | 39.8937
AM-FPL-653696902 | L | 6536969-2 | NETCONNECT - Bretella ottica LC-LC duplex OM3, 1,8 mm zipcord LSZH, 2 m -aqua- | 1 | PROMO | 32.2476 | 32.2476
AM-FPL-653696903 | L | 6536969-3 | NETCONNECT - Bretella ottica LC-LC duplex OM3, 1,8 mm zipcord LSZH, 3 m -aqua- | 1 | PROMO | 32.34 | 32.34
AM-FPL-653696905 | L | 6536969-5 | NETCONNECT - Bretella ottica LC-LC duplex OM3, 1,8 mm zipcord LSZH, 5 m -aqua- | 1 | PROMO | 34.65 | 34.65
AM-FPL-653696910 | L | 1-6536969-0 | NETCONNECT - Bretella ottica LC-LC duplex OM3, 1,8 mm zipcord LSZH, 10 m -aqua- | 1 | PROMO | 36.96 | 36.96
AM-FPL-216004601 | J | 2160046-1 | COMMSCOPE - Bretella ottica LC-LC duplex OM4, 1,8 mm zipcord LSZH, aqua, 1 m | 1 |  | 36.316 | 36.316
AM-FPL-216004602 | J | 2160046-2 | COMMSCOPE - Bretella ottica LC-LC duplex OM4, 1,8 mm zipcord LSZH, aqua, 2 m | 1 |  | 39.158 | 39.158
AM-FPL-216004603 | J | 2160046-3 | COMMSCOPE - Bretella ottica LC-LC duplex OM4, 1,8 mm zipcord LSZH, aqua, 3 m | 1 |  | 41.986 | 41.986
AM-FPL-216004605 | ) | 2160046-5 | COMMSCOPE - Bretella ottica LC-LC duplex OM4, 1,8 mm zipcord LSZH, aqua, 5 m | 1 |  | 47.656 | 47.656
AM-FPL-216004610 | ) | 1-2160046-0 | COMMSCOPE - Bretella ottica LC-LC duplex OM4, 1,8 mm zipcord LSZH, aqua, 10 m | 1 |  | 61.824 | 61.824
AM-FPL-653650101 | J | 6536501-1 | COMMSCOPE - Bretella ottica LC-LC duplex OS2, 1,8 mm zipcord LSZH, gialla, 1 m | 1 |  | 42.28 | 42.28
AM-FPL-653650102 | J | 6536501-2 | COMMSCOPE - Bretella ottica LC-LC duplex OS2, 1,8 mm zipcord LSZH, gialla, 2 m | 1 |  | 42.952 | 42.952
AM-FPL-653650103 | J | 6536501-3 | COMMSCOPE - Bretella ottica LC-LC duplex OS2, 1,8 mm zipcord LSZH, gialla, 3 m | 1 |  | 43.638 | 43.638
AM-FPL-653650105 | ) | 6536501-5 | COMMSCOPE - Bretella ottica LC-LC duplex OS2, 1,8 mm zipcord LSZH, gialla, 5 m | 1 |  | 44.996 | 44.996
AM-FPL-653650110 | ) | 1-6536501-0 | COMMSCOPE - Bretella ottica LC-LC duplex OS2, 1,8 mm zipcord LSZH, gialla, 10 m | 1 |  | 48.384 | 48.384
Bretelle Ottiche Duplex monomodali OS2
AM-FPL-FFWLCLC42JXF03 | ) | FFWLCLC42-JXF003 | COMMSCOPE - Bretella ottica Teraspeed LC-LC duplex OS2, LSZH, 1,6 mm zipcord, gialla, 0,91 m | 1 |  | 47.142 | 47.142
AM-FPL-FFWLCLC42JXF05 | ) | FFWLCLC42-JXF005 | COMMSCOPE - Bretella ottica Teraspeed LC-LC duplex OS2, LSZH, 1,6 mm zipcord, gialla, 1,52 m | 1 |  | 48.5055 | 48.5055
AM-FPL-FFWLCLC42JXF07 | J | FFWLCLC42-JXF007 | COMMSCOPE - Bretella ottica Teraspeed LC-LC duplex OS2, LSZH, 1,6 mm zipcord, gialla, 2,13 m | 1 |  | 49.8555 | 49.8555
AM-FPL-FFWLCLC42JXF10 | J | FFWLCLC42-JXF010 | COMMSCOPE - Bretella ottica Teraspeed LC-LC duplex OS2, LSZH, 1,6 mm zipcord, gialla, 3,05 m | 1 |  | 51.894 | 51.894
AM-FPL-FFWLCLC42JXF16 | ) | FFWLCLC42-JXF016 | COMMSCOPE - Bretella ottica Teraspeed LC-LC duplex OS2, LSZH, 1,6 mm zipcord, gialla, 4,88 m | 1 |  | 55.9575 | 55.9575
AM-FPL-FFWLCSC42JXF03 | ) | FFWLCSC42-JXF003 | COMMSCOPE - Bretella ottica Teraspeed LC-SC duplex OS2, LSZH, 1,6 mm zipcord, gialla, 0,91 m | 1 |  | 49.4235 | 49.4235
AM-FPL-FFWLCSC42JXF05 | ) | FFWLCSC42-JXF005 | COMMSCOPE - Bretella ottica Teraspeed LC-SC duplex OS2, LSZH, 1,6 mm zipcord, gialla, 1,52 m | 1 |  | 50.7735 | 50.7735
AM-FPL-FFWLCSC42JXF07 | J | FFWLCSC42-JXF007 | COMMSCOPE - Bretella ottica Teraspeed LC-SC duplex OS2, LSZH, 1,6 mm zipcord, gialla, 2,13 m | 1 |  | 52.1235 | 52.1235
AM-FPL-FFWLCSC42JXF10 | J | FFWLCSC42-JXF010 | COMMSCOPE - Bretella ottica Teraspeed LC-SC duplex OS2, LSZH, 1,6 mm zipcord, gialla, 3,05 m | 1 |  | 54.1755 | 54.1755
AM-FPL-FFWLCSC42JXF16 | ) | FFWLCSC42-JXF016 | COMMSCOPE - Bretella ottica Teraspeed LC-SC duplex OS2, LSZH, 1,6 mm zipcord, gialla, 4,88 m | 1 |  | 58.1985 | 58.1985
AM-FPS-FFWSCSC42JXF03 | J | FFWSCSC42-JXF003 | COMMSCOPE - Bretella ottica Teraspeed SC-SC duplex OS2, LSZH, 1,6 mm zipcord, gialla, 0,91 m | 1 |  | 51.732 | 51.732
AM-FPS-FFWSCSC42JXF05 | ) | FFWSCSC42-JXF005 | COMMSCOPE - Bretella ottica Teraspeed SC-SC duplex OS2, LSZH, 1,6 mm zipcord, gialla, 1,52 m | 1 |  | 53.082 | 53.082
AM-FPS-FFWSCSC42JXF07 | ) | FFWSCSC42-JXF007 | COMMSCOPE - Bretella ottica Teraspeed SC-SC duplex OS2, LSZH, 1,6 mm zipcord, gialla, 2,13 m | 1 |  | 54.432 | 54.432
AM-FPS-FFWSCSC42JXF10 | ) | FFWSCSC42-JXF010 | COMMSCOPE - Bretella ottica Teraspeed SC-SC duplex OS2, LSZH, 1,6 mm zipcord, gialla, 3,05 m | 1 |  | 56.484 | 56.484
AM-FPS-FFWSCSC42JXF16 | ) | FFWSCSC42-JXF016 | COMMSCOPE - Bretella ottica Teraspeed SC-SC duplex OS2, LSZH, 1,6 mm zipcord, gialla, 4,88 m | 1 |  | 60.507 | 60.507
Bretelle Ottiche Duplex multimodali OM4
AM-FPL-FFXLCLC42MXF03 | ) | FFXLCLC42-MXF003 | COMMSCOPE - Bretella ottica Lazrspeed 550 LC-LC duplex OM4, LSZH, 1,6 mm zipcord, aqua, 0,91 m | 1 |  | 49.1805 | 49.1805
AM-FPL-FFXLCLC42MXF05 | J | FFXLCLC42-MXF005 | COMMSCOPE - Bretella ottica Lazrspeed 550 LC-LC duplex OM4, LSZH, 1,6 mm zipcord, aqua, 1,52 m | 1 |  | 51.894 | 51.894
AM-FPL-FFXLCLC42MXF07 | J | FFXLCLC42-MXF007 | COMMSCOPE - Bretella ottica Lazrspeed 550 LC-LC duplex OM4, LSZH, 1,6 mm zipcord, aqua, 2,13 m | 1 |  | 54.594 | 54.594
AM-FPL-FFXLCLC42MXF10 | J | FFXLCLC42-MXF010 | COMMSCOPE - Bretella ottica Lazrspeed 550 LC-LC duplex OM4, LSZH, 1,6 mm zipcord, aqua, 3,05 m | 1 |  | 58.6575 | 58.6575
AM-FPL-FFXLCLC42MXF16 | ) | FFXLCLC42-MXF016 | COMMSCOPE - Bretella ottica Lazrspeed 550 LC-LC duplex OM4, LSZH, 1,6 mm zipcord, aqua, 4,88 m | 1 |  | 66.798 | 66.798
AM-FPL-FFXLCSC42MXF03 | ) | FFXLCSC42-MXF003 | COMMSCOPE - Bretella ottica Lazrspeed 550 LC-SC duplex OM4, LSZH, 1,6 mm zipcord, aqua, 0,91 m | 1 |  | 53.9595 | 53.9595
AM-FPL-FFXLCSC42MXF05 | ) | FFXLCSC42-MXF005 | COMMSCOPE - Bretella ottica Lazrspeed 550 LC-SC duplex OM4, LSZH, 1,6 mm zipcord, aqua, 1,52 m | 1 |  | 56.6595 | 56.6595
AM-FPL-FFXLCSC42MXF07 | K | FFXLCSC42-MXF007 | COMMSCOPE - Bretella ottica Lazrspeed 550 LC-SC duplex OM4, LSZH, 1,6 mm zipcord, aqua, 2,13 m | 1 |  | 59.3595 | 59.3595
AM-FPL-FFXLCSC42MXF10 | ) | FFXLCSC42-MXF010 | COMMSCOPE - Bretella ottica Lazrspeed 550 LC-SC duplex OM4, LSZH, 1,6 mm zipcord, aqua, 3,05 m | 1 |  | 63.4635 | 63.4635
AM-FPL-FFXLCSC42MXF16 | ) | FFXLCSC42-MXF016 | COMMSCOPE - Bretella ottica Lazrspeed 550 LC-SC duplex OM4, LSZH, 1,6 mm zipcord, aqua, 4,88 m | 1 |  | 71.5095 | 71.5095
AM-FPS-FFXSCSC42MXF03 | ) | FFXSCSC42-MXF003 | COMMSCOPE - Bretella ottica Lazrspeed 550 SC-SC duplex OM4, LSZH, 1,6 mm zipcord, aqua, 0,91 m | 1 |  | 58.7655 | 58.7655
AM-FPS-FFXSCSC42MXF05 | ) | FFXSCSC42-MXF005 | COMMSCOPE - Bretella ottica Lazrspeed 550 SC-SC duplex OM4, LSZH, 1,6 mm zipcord, aqua, 1,52 m | 1 |  | 61.4655 | 61.4655
AM-FPS-FFXSCSC42MXF07 | ) | FFXSCSC42-MXF007 | COMMSCOPE - Bretella ottica Lazrspeed 550 SC-SC duplex OM4, LSZH, 1,6 mm zipcord, aqua, 2,13 m | 1 |  | 64.1655 | 64.1655
AM-FPS-FFXSCSC42MXF10 | K | FFXSCSC42-MXF010 | COMMSCOPE - Bretella ottica Lazrspeed 550 SC-SC duplex OM4, LSZH, 1,6 mm zipcord, aqua, 3,05 m | 1 |  | 68.2155 | 68.2155
AM-FPS-FFXSCSC42MXF16 | ) | FFXSCSC42-MXF016 | COMMSCOPE - Bretella ottica Lazrspeed 550 SC-SC duplex OM4, LSZH, 1,6 mm zipcord, aqua, 4,88 m | 1 |  | 76.3155 | 76.3155
Pigtail
AM-FPG-534956802 | L | 5349568-2 | NETCONNECT - Pigtail SC OM2 tight buffered, LSZH, verde, 1 m | 1 | PROMO | 5.3823 | 5.3823
AM-FPG-534956804 | L | 5349568-4 | NETCONNECT - Pigtail SC OM2 tight buffered, LSZH, verde, 2 m | 1 | PROMO | 6.237 | 6.237
AM-FPG-653655502 | L | 6536555-2 | COMMSCOPE - Pigtail SC OM3 tight buffered, LSZH, aqua, 2 m | 1 | PROMO | 7.4613 | 7.4613
AM-FPG-216004302 | J | 2160043-2 | COMMSCOPE - Pigtail SC OM4 tight buffered, LSZH, aqua, 2 m | 2 |  | 7.056 | 7.056
AM-FPG-523358201 | ) | 5233582-1 | COMMSCOPE - Pigtail SC/PC OS2 tight buffered, LSZH, bianco, 1 m | 2 |  | 9.394 | 9.394
AM-FPG-523358202 | J | 5233582-2 | COMMSCOPE - Pigtail SC/PC OS2 tight buffered, LSZH, bianco, 2 m | 2 |  | 9.758 | 9.758
AM-FPG-653697502 | L | 6536975-2 | NETCONNECT - Pigtail LC OM2 tight buffered, LSZH, verde, 2 m | 1 | PROMO | 5.8905 | 5.8905
AM-FPG-653696602 | L | 6536966-2 | NETCONNECT - Pigtail LC/UPC OM3 tight buffered, LSZH, aqua, 2 m | 1 | PROMO | 7.4151 | 7.4151
AM-FPG-216004202 | J | 2160042-2 | COMMSCOPE - Pigtail LC/UPC OM4 tight buffered, LSZH, aqua, 2 m | 2 |  | 7.056 | 7.056
AM-FPG-653688002 | J | 6536880-2 | COMMSCOPE - Pigtail LC/UPC OS2 tight buffered, LSZH, bianco, 2 m | 2 |  | 9.268 | 9.268
Pigtail OS2 (zero water peak singlemode fiber G.652.D, G.657.A1)
AM-FPG-FBWLCUC11JXF05 | J | FBWLCUC11-JXF005 | COMMSCOPE - Pigtail LC/UPC OS2 Teraspeed, 0,9 mm reinforced tight buffered, LSZH, giallo, 1,52 m | 2 |  | 13.44 | 13.44
AM-FPG-FBWSCUC11JXF05 | J | FBWSCUC11-JXF005 | COMMSCOPE - Pigtail SC/UPC OS2 Teraspeed, 0,9 mm reinforced tight buffered, LSZH, giallo, 1,52 m | 2 |  | 14.644 | 14.644
AM-FPG-FAWLCUC01JXF05 | J | FAWLCUC01-JXF005 | COMMSCOPE - Pigtail LC/UPC OS2 Teraspeed, 0,9 mm tight buffered, giallo, 1,52 m | 2 |  | 13.804 | 13.804
AM-FPG-FAWSCUC01JXF05 | K | FAWSCUC01-JXF005 | COMMSCOPE - Pigtail SC OS2 Teraspeed, 0,9 mm tight buffered, giallo, 1,52 m | 2 |  | 14.994 | 14.994
Pigtail OM4
AM-FPG-FBXLCUC11MXF05 | J | FBXLCUC11-MXF005 | COMMSCOPE - Pigtail LC/UPC OM4 Lazrspeed 550, 0,9 mm reinforced tight buffered, LSZH, aqua, 1,52 m | 2 |  | 15.204 | 15.204
AM-FPG-FBXSCUC11MXF05 | J | FBXSCUC11-MXF005 | COMMSCOPE - Pigtail SC/UPC OM4 Lazrspeed 550, 0,9 mm reinforced tight buffered, LSZH, aqua, 1,52 m | 2 |  | 17.696 | 17.696
AM-FPG-FAXLCUC01MXF05 | J | FAXLCUC01-MXF005 | COMMSCOPE - Pigtail LC/UPC OM4 Lazrspeed 550, 0,9 mm tight buffered, aqua, 1,52 m | 2 |  | 15.876 | 15.876
AM-FPG-FAXSCUC01MXF05 | ) | FAXSCUC01-MXF005 | COMMSCOPE - Pigtail SC/UPC OM4 Lazrspeed 550, 0,9 mm tight buffered, aqua, 1,52 m | 2 |  | 18.368 | 18.368
Power Over Fiber Extender e Cavi Ibridi
AM-POF-PCO-060-01 | ) | PFU-P-C-O-060-01 | COMMSCOPE - PoE extender, staffa universale, 1 porta posa da esterno, 60 Watt | 1 |  | 2106.174 | 2106.174
AM-POF-PCO-060-02 | ) | PFU-P-C-O-060-02 | COMMSCOPE - PoE extender, staffa universale, 2 porte posa da esterno, 60 Watt | 1 |  | 2106.174 | 2106.174
AM-POF-PFC-302L12 | ) | PFC-302L12 | COMMSCOPE - Cavo ibrido rame/FO - 2 conduttori rame 12 AWG / 2 fibre ottiche OM3, LSZH Dca s1a d1 a1 | 500 |  | 7.812 | 7.812
AM-POF-PFC-304L12 | ) | PFC-304L12 | COMMSCOPE - Cavo ibrido rame/FO - 2 conduttori rame 12 AWG / 4 fibre ottiche OM3, LSZH Dca s1a d1 a1 | 500 |  | 8.176 | 8.176
AM-POF-PFC-302L16 | ) | PFC-302L16 | COMMSCOPE - Cavo ibrido rame/FO - 2 conduttori rame 16 AWG / 2 fibre ottiche OM3, LSZH Dca s1 d1 a1 | 500 |  | 6.79 | 6.79
AM-POF-PFC-304L16 | ) | PFC-304L16 | COMMSCOPE - Cavo ibrido rame/FO - 2 conduttori rame 16 AWG / 4 fibre ottiche OM3, LSZH Dca s1 d1 a1 | 500 |  | 7.14 | 7.14
AM-POF-PFC-304O12 | ) | PFC-304O12 | COMMSCOPE - Cavo ibrido rame/FO - 2 conduttori rame 12 AWG / 4 fibre ottiche OM3, guaina PE applicazioni da esterno | 1 |  | 4.648 | 4.648
AM-POF-PFC-304O16 | ) | PFC-304O16 | COMMSCOPE - Cavo ibrido rame/FO - 2 conduttori rame 16 AWG / 4 fibre ottiche OM3, guaina PE applicazioni da esterno | 1 |  | 3.612 | 3.612
AM-POF-PFC-S04O12 | ) | PFC-S04O12 | COMMSCOPE - Cavo ibrido rame/FO - 2 conduttori rame 12 AWG / 4 fibre ottiche OS2, guaina PE applicazioni da esterno | 1 |  | 3.696 | 3.696
AM-POF-PFC-S04O16 | ) | PFC-S04O16 | COMMSCOPE - Cavo ibrido rame/FO - 2 conduttori rame 16 AWG / 4 fibre ottiche OS2, guaina PE applicazioni da esterno | 1 |  | 2.688 | 2.688
Attrezzatura per le connessioni in Rame
AM-TL-23165221 | ) | 2-231652-1 | COMMSCOPE - Pro-Installer - pinza con matrice modular plug 8 posizioni | 1 |  | 206.7795 | 206.7795
AM-TL-23165220 | ) | 2-231652-0 | COMMSCOPE - Pro-Installer -Pinza senza matrici | 1 |  | 99.3225 | 99.3225
AM-TL-79016301 | ) | 790163-1 | COMMSCOPE - Pro-Crimper con matrice per modular plug schermati B size (5,1-6,0 mm) | 1 |  | 1236.6225 | 1236.6225
AM-TL-79016311 | ) | 1-790163-1 | COMMSCOPE - Pro-Crimper con matrice per modular plug schermati C size (5,7-7,0 mm) | 1 |  | 2038.776 | 2038.776
AM-TL-23166611 | L | 1-231666-1 | NETCONNECT - Pro-Installer per modular plug (include matrici per 4,4&6, e 8 ) | 1 | PROMO | 269.7849 | 269.7849
AM-TL-85340003 | ) | 853400-3 | NETCONNECT - Pro-Installer matrice per modular plug 4 posizioni | 1 |  | 59.67 | 59.67
AM-TL-85340008 | ) | 853400-8 | NETCONNECT - Pro-Installer matrice per modular plug 4 & 6 posizioni | 1 |  | 68.5185 | 68.5185
AM-TL-85340001 | ) | 853400-1 | NETCONNECT - Pro-Installer matrice per modular plug 8 posizioni | 1 |  | 68.5185 | 68.5185
AM-TL-85340010 | ) | 1-853400-0 | NETCONNECT - Pro-Installer matrice per modular plug 8 posizioni high performance | 1 |  | 68.5185 | 68.5185
AM-TL-172515006 | J | 1725150-6 | COMMSCOPE - Pinza per la connessione dei jack SL e AMP Twist per cavi a diametro maggiorato | 1 |  | 185.934 | 185.934
AM-TL-167395606 | ) | 1673956-6 | COMMSCOPE - Matrice per pinza 1725150-6 a diametro maggiorato fino a 7,24 mm | 1 |  | 43.68 | 43.68
AM-TL-56994901 | ) | 569949-1 | COMMSCOPE - Supporto per connettorizzazione frutti 110Connect, SL e ACO 110 | 1 |  | 4.158 | 4.158
Attrezzatura per le connessioni in Fibra Ottica
AM-FTL-49270301 | ) | 492703-1 | COMMSCOPE - LightCrimp Plus elemento di supporto per la connessione tipo ST | 1 |  | 16.772 | 16.772
AM-FTL-49262301 | ) | 492623-1 | COMMSCOPE - Pinza per connettori Light Crimp e Light Crimp Plus matrice ST | 1 |  | 431.032 | 431.032
AM-FTL-49278201 | ) | 492782-1 | COMMSCOPE - Pinza per connettori Light Crimp e Light Crimp Plus matrice SC | 1 |  | 424.914 | 424.914
AM-FTL-49262201 | ) | 492622-1 | COMMSCOPE - Matrice per connettori Light Crimp e Light Crimp Plus ST | 1 |  | 300.496 | 300.496
AM-FTL-49278301 | ) | 492783-1 | COMMSCOPE - Matrice per connettori Light Crimp e Light Crimp Plus SC | 1 |  | 292.866 | 292.866
AM-FTL-175470801 | ) | 1754708-1 | COMMSCOPE - Pinza Miller doppio foro per rimozione dei rivestimenti delle fibre | 1 |  | 169.526 | 169.526
AM-FTL-175484501 | ) | 1754845-1 | COMMSCOPE - Kit di terminaz. completo per connettori LightCrimp Plus LC & SC | 1 |  | 2878.176 | 2878.176
AM-FTL-1754765-1 | ) | 1754765-1 | COMMSCOPE - Adattatore per microscopio p/n 1754767-1 per ferrule 1,25mm | 1 |  | 44.212 | 44.212
AM-FTL-1754767-1 | ) | 1754767-1 | COMMSCOPE - Microscopio economico (SC & ST) | 1 |  | 382.942 | 382.942
Sistema Ottico G2 MPO Optimate Metodo A
AM-MPO-760242498 | ) | 760242498 | COMMSCOPE - Cassetto ottico G2 MPOptimate OS2, 1x12F MPO/M-12F LC blu, Metodo A, diritto, internal shutters p/n DM12-12LC-SM-A | 1 |  | 618.912 | 618.912
AM-MPO-760242499 | ) | 760242499 | COMMSCOPE - Cassetto ottico G2 MPOptimate OS2, 1x12F MPO/M-12F LC blu, Metodo A, incrociato, int. shutters p/n DM12-12LC-SM-AF | 1 |  | 618.912 | 618.912
AM-MPO-760242493 | ) | 760242493 | COMMSCOPE - Cassetto ottico G2 MPOptimate OM4, 1x12F MPO/M-12F LC aqua, Metodo A, diritto, internal shutters p/n DM12-12LC-LS-A | 1 |  | 579.264 | 579.264
AM-MPO-760242494 | ) | 760242494 | COMMSCOPE - Cassetto ottico G2 MPOptimate OM4, 1x12F MPO/M-12F LC aqua, Metodo A, incrociato, int. shutters p/n DM12-12LC-LS-AF | 1 |  | 579.264 | 579.264
AM-MPO-760242495 | ) | 760242495 | COMMSCOPE - Cassetto ottico G2 MPOptimate OM4, 2x12F MPO/M-24F LC aqua, Metodo A, diritto, internal shutters p/n DM12-24LC-LS-A | 1 |  | 977.914 | 977.914
AM-MPO-760242496 | ) | 760242496 | COMMSCOPE - Cassetto ottico G2 MPOptimate OM4, 2x12F MPO/M-24F LC aqua, Metodo A, incrociato, int. shutters p/n DM12-24LC-LS-AF | 1 |  | 977.914 | 977.914
AM-MPO-760242500 | ) | 760242500 | COMMSCOPE - Cassetto ottico G2 MPO OS2, 2x12F MPO/M-24F LC blu, Metodo A, diritto, internal shutters p/n DM12-24LC-SM-A | 1 |  | 1048.404 | 1048.404
AM-MPO-760242501 | ) | 760242501 | COMMSCOPE - Cassetto ottico G2 MPO OS2, 2x12F MPO/M-24F LC blu, Metodo A, incrociato, int. shutters p/n DM12-24LC-SM-AF | 1 |  | 1048.404 | 1048.404
AM-MPO-205556701 | L | 2055567-1 | NETCONNECT - Kit di tiro e protezione per trunk new-pack MIDI dimensione PG 21 | 1 | PROMO | 85.1697 | 85.1697
AMP RACK System Accessories
AM-RAC-142763201 | ) | 1427632-1 | COMMSCOPE - Pannello passapermute orizzontale a canalina con coperchio 1U -nero- | 1 |  | 18.186 | 18.186
AM-RAC-171138001 | L | 1711380-1 | NETCONNECT - Pannello 1U con spazzola per ingresso cavi. colore nero RAL 9005 | 1 | PROMO | 16.9554 | 16.9554
AM-RAC-171136701 | L | 1711367-1 | NETCONNECT - Pannello cieco 1U colore nero RAL 9005 | 1 | PROMO | 12.4278 | 12.4278
AM-RAC-171136702 | L | 1711367-2 | NETCONNECT - Pannello cieco 2U colore nero RAL 9005 | 1 | PROMO | 12.705 | 12.705
AM-RAC-760162065 | ) | 760162065 | COMMSCOPE - Pannello cieco in metallo 1U, nero | 1 |  | 26.754 | 26.754
AM-RAC-760162073 | ) | 760162073 | COMMSCOPE - Pannello cieco in metallo 2U, nero | 1 |  | 32.326 | 32.326
AM-RAC-760162081 | ) | 760162081 | COMMSCOPE - Pannello cieco in metallo 3U, nero | 1 |  | 39.2 | 39.2
AM-RAC-171136801 | L | 1711368-1 | NETCONNECT - Pannello 1U per Xconnect colore nero RAL 9005 | 1 | PROMO | 6.237 | 6.237
AM-RAC-171136602 | ) | 1711366-2 | NETCONNECT - Pannello passapermute orizzontale a 4 anelli 2U. nero RAL 9005 | 1 |  | 44.646 | 44.646
AM-RAC-171137301 | L | 1711373-1 | NETCONNECT - Kit opzionale di messa a terra | 1 | PROMO | 27.3897 | 27.3897
AM-RAC-171138701 | ) | 1711387-1 | NETCONNECT - Kit 4 ruote (2 ruote con freno) per armadi da pavimento 600 e 800mm | 1 |  | 237.412 | 237.412
AM-RAC-171138201 | L | 1711382-1 | NETCONNECT - Gruppo 2 ventole da tetto, ventole su bronzine con griglia di protezione | 1 | PROMO | 139.1544 | 139.1544
AM-RAC-171138202 | L | 1711382-2 | NETCONNECT - Gruppo 4 ventole da tetto, ventole su bronzine con griglia di protezione | 1 | PROMO | 224.763 | 224.763
AM-RAC-171137002 | L | 1711370-2 | NETCONNECT - Coppia di montanti 42U 19” in acciaio zincato 2mm | 1 | PROMO | 59.367 | 59.367
AM-RAC-171138401 | L | 1711384-1 | NETCONNECT - Kit dadi e viti da 50 pz. | 1 | PROMO | 20.3973 | 20.3973
Commscope Cavi ottici ZIP LSZH
TY-CVF-Z09-2 | L | 1592037-6 | COMMSCOPE - Cavo ottico TE tight 2 fibre ZIP 9/125um OS2 LSZH | 1 | PROMO | 0.693 | 0.693
Commscope Cavi ottici Tight interno/esterno rodent resistant Cca
TY-CVF-159468006 | J | 1594680-6 | COMMSCOPE - Cavo ottico tight indoor/outdoor, 12 FO OS2, Cca s2 d1 a1 -giallo- p/n C-012-DS-8W-MSUYL/GY/C | 1 |  | 4.9522 | 4.9522
TY-CVF-159477101 | L | 1594771-1 | COMMSCOPE - Cavo ottico tight indoor/outdoor,16 FO OS2, Cca s2 d1 a1 -giallo- p/n C-016-DS-8W-MSUYL/GY/C |  | PROMO | 4.2504 | 4.2504
TY-CVF-159455906 | J | 1594559-6 | COMMSCOPE - Cavo ottico tight indoor/outdoor, 24 FO OS2, Cca s2 d1 a1 -giallo- p/n C-024-DS-8W-MSUYL/GY/C | 1 |  | 8.8662 | 8.8662
TY-CVF-159213999 | J | 9-1592139-9 | COMMSCOPE - Cavo ottico tight indoor/outdoor, 4 FO OM4, Cca s2 d1 a1 -aqua- p/n C-004-DS-5K-MSUAQ/GY/C | 1 |  | 3.9467 | 3.9467
TY-CVF-159214599 | J | 9-1592145-9 | COMMSCOPE - Cavo ottico tight indoor/outdoor, 12 FO OM4, Cca s2 d1 a1 -aqua- p/n C-012-DS-5K-MSUAQ/GY/C | 1 |  | 9.9201 | 9.9201
TY-CVF-159445599 | ) | 9-1594455-9 | COMMSCOPE - Cavo ottico tight indoor/outdoor, 24 FO OM4, Cca s2 d1 a1 -aqua- p/n C-024-DS-5K-MSUAQ/GY/C | 1 |  | 18.8408 | 18.8408
AM-CVF-760004291 | x | 760004291 | COMMSCOPE - Cavo ottico tight 48 fibre multi-unit OS2 G652D e G657.A1, guaina LSZH, giallo Cca s1b d1 a1 p/n N-048-DS-8W-FMUYL/C | 1 |  | 27.5076 | 27.5076
Commscope Cavi ottici Loose Antirodent LSZH
TY-CVF-L50-4 | L | 2-1593093-1 | NETCONNECT - Cavo TE Loose 4 fibre 50/125um guaina LSZH | 1 | PROMO | 1.155 | 1.155
TY-CVF-L50-12 | L | 2-1593105-1 | NETCONNECT - Cavo TE Loose 12 fibre 50/125um guaina LSZH | 1 | PROMO | 1.7186 | 1.7186
TY-CVF-L50-24 | L | 2-1593042-1 | NETCONNECT - Cavo TE Loose 24 fibre 50/125um guaina LSZH | 1 | PROMO | 2.2407 | 2.2407
TY-CVF-L09-4 | L | 1593095-6 | COMMSCOPE - Cavo TE Loose 4 fibre 9/125um OS2 guaina LSZH | 1 | PROMO | 0.77847 | 0.77847
TY-CVF-L09-6 | L | 1593098-6 | COMMSCOPE - Cavo TE Loose 6 fibre 9/125um OS2 guaina LSZH |  | PROMO | 0.9702 | 0.9702
TY-CVF-L09-8 | L | 1593101-6 | COMMSCOPE - Cavo TE Loose 8 fibre 9/125um OS2 guaina LSZH | 1 | PROMO | 1.0395 | 1.0395
TY-CVF-L09-12 | ) | 1593107-6 | COMMSCOPE - Cavo TE Loose 12 fibre 9/125um OS2 guaina LSZH | 1 |  | 2.1599 | 2.1599
AM-CVF-159304406 | K | 1593044-6 | COMMSCOPE - Cavo TE Loose 24 fibre 9/125um OS2 guaina LSZH | 1 | PROMO | 1.8942 | 1.8942
TY-CVF-L503-4 | K | 8-1593093-9 | COMMSCOPE - Cavo TE Loose 4 fibre 50/125um OM3 guaina LSZH | 1 | PROMO | 1.2474 | 1.2474
TY-CVF-L503-8 | K | 8-1593099-9 | COMMSCOPE - Cavo TE Loose 8 fibre 50/125um OM3 guaina LSZH | 1 | PROMO | 2.9337 | 2.9337
TY-CVF-L503-12 | L | 8-1593105-9 | COMMSCOPE - Cavo TE Loose 12 fibre 50/125um OM3 guaina LSZH | 1 | PROMO | 2.2407 | 2.2407
TY-CVF-L503-24 | K | 8-1593042-9 | COMMSCOPE - Cavo TE Loose 24 fibre 50/125um OM3 guaina LSZH | 1 | PROMO | 4.3197 | 4.3197
TY-CVF-L504-24 | K | 9-1593042-9 | COMMSCOPE - Cavo TE Loose 24 fibre 50/125um OM4 guaina LSZH | 1 | PROMO | 8.2467 | 8.2467
TY-CVF-B504-12 | K | 9-1592261-9 | COMMSCOPE - Cavo ottico breakout 12 fibre indoor OM4, guaina ULSZH, aqua p/n POC-P5JBO12N012HAY09NUTQ |  | PROMO | 8.085 | 8.085
Commscope Cavi ottici Armati metallici Antiroditore Loose Guaina LSZH
TY-CVF-CST50-4 | L | 2-1594624-8 | NETCONNECT - Cavo TE CST Loose 4 fibre 50/125um guaina LSZH | 1 | PROMO | 1.386 | 1.386
TY-CVF-CST50-8 | L | 2-1594623-8 | NETCONNECT - Cavo TE CST Loose 8 fibre 50/125um guaina LSZH | 1 | PROMO | 1.7787 | 1.7787
TY-CVF-CST50-12 | L | 2-1594625-8 | NETCONNECT - Cavo TE CST Loose 12 fibre 50/125um guaina LSZH | 1 | PROMO | 2.772 | 2.772
TY-CVF-CST50-24 | L | 2-1594621-8 | NETCONNECT - Cavo TE CST Loose 24 fibre 50/125um guaina LSZH | 1 | PROMO | 2.8644 | 2.8644
TY-CVF-CST503-12 | L | 8-1594625-8 | NETCONNECT - Cavo TE CST Loose 12 fibre 50/125um OM3 guaina LSZH | 1 | PROMO | 2.7258 | 2.7258
TY-CVF-CST9-12 | L | 1594641-8 | NETCONNECT - Cavo TE CST Loose 12 fibre 9/125um OS2 guaina LSZH | 1 | PROMO | 3.0261 | 3.0261
TY-CVF-CST9-24 | L | 1594642-8 | NETCONNECT - Cavo TE CST Loose 24 fibre 9/125um OS2 guaina LSZH | 1 | PROMO | 1.7787 | 1.7787
Commscope Cavi ottici Armati metallici Antiroditore Loose Guaina PE
TY-CVF-CST50-4PE | L | 2-1594295-5 | NETCONNECT - Cavo TE CST Loose 4 fibre 50/125um guaina PE | 1 | PROMO | 1.2012 | 1.2012
TY-CVF-CST50-8PE | L | 2-1594297-5 | NETCONNECT - Cavo TE CST Loose 8 fibre 50/125um guaina PE | 1 | PROMO | 1.3398 | 1.3398
TY-CVF-CST50-12PE | L | 2-1594298-5 | NETCONNECT - Cavo TE CST Loose 12 fibre 50/125um guaina PE | 1 | PROMO | 1.6632 | 1.6632
TY-CVF-CST50-24PE | L | 2-1594035-5 | NETCONNECT - Cavo TE CST Loose 24 fibre 50/125um guaina PE | 1 | PROMO | 2.6334 | 2.6334
TY-CVF-CST503-4PE | K | 8-1594295-5 | COMMSCOPE - Cavo TE CST Loose 4 fibre 50/125um OM3 guaina PE | 1 | PROMO | 1.5939 | 1.5939
TY-CVF-CST503-8PE | K | 8-1594297-5 | COMMSCOPE - Cavo TE CST Loose 8 fibre 50/125um OM3 guaina PE | 1 | PROMO | 2.2176 | 2.2176
TY-CVF-CST503-24PE | K | 8-1594035-5 | COMMSCOPE - Cavo TE CST Loose 24 fibre 50/125um OM3 guaina PE | 1 | PROMO | 4.8741 | 4.8741
TY-CVF-CST504-12PE | K | 9-1594298-5 | COMMSCOPE - Cavo TE CST Loose 12 fibre 50/125um OM4 guaina PE | 1 | PROMO | 6.8145 | 6.8145
TY-CVF-CST9-4PE | K | 1594289-5 | COMMSCOPE - Cavo TE CST Loose 4 fibre 9/125um OS2 guaina PE | 1 | PROMO | 1.2243 | 1.2243
TY-CVF-CST9-8PE | K | 1594291-5 | COMMSCOPE - Cavo TE CST Loose 8 fibre 9/125um OS2 guaina PE | 1 | PROMO | 1.6632 | 1.6632
TY-CVF-CST9-12PE | ) | 1594292-5 | COMMSCOPE - Cavo TE CST Loose 12 fibre 9/125um OS2 guaina PE | 1 |  | 3.1254 | 3.1254
TY-CVF-CST9-24PE | ) | 1594037-5 | COMMSCOPE - Cavo TE CST Loose 24 fibre 9/125um OS2 guaina PE | 1 |  | 3.8244 | 3.8244
Sistema Cat3 - Componenti per reti fonia nel cablaggio strutturato
AK-UCS-65402112-00 | L | 65402112-00 | NETCONNECT - Presa RJ11 UTP, col. bianco | 8 | PROMO | 3.8577 | 3.8577
Sistema Cat3 - Soluzione LSA
AK-UCS-64271001-00 | ) | 64271001-00 | NETCONNECT - Telaio 19'' x 3U, standard, capacità 15 moduli LSA Plus | 1 |  | 110.432 | 110.432
AK-UCS-64271017-01 | ) | 64271017-01 | NETCONNECT - Telaio 19'' x 3U, arretrato, capacità 15 moduli LSA Plus | 1 |  | 52.556 | 52.556
AK-UCS-64271017-00 | K | 64271017-00 | NETCONNECT - Telaio 19'' x 3U, arretrato, capacità 15 moduli LSA Plus | 1 |  | 88.935 | 88.935
AK-UCS-64271007-01 | ) | 64271007-01 | COMMSCOPE - Telaio 19'' x 4U, arretrato, capacità 18 moduli LSA Plus | 1 |  | 167.874 | 167.874
AK-UCS-64271007-00 | ) | 64271007-00 | COMMSCOPE - Telaio 19'' x 4U, arretrato, capacità 18 moduli LSA Plus | 20 |  | 111.678 | 111.678
Sistema Cat3 - Soluzione LSA Plus
AK-UCS-60891102-02 | J | 60891102-02 | NETCONNECT - Modulo di sezionamento LSA Plus 2/10 (min.ord. 10 pz.) | 10 |  | 6.4155 | 6.4155
AK-UCS-60891002-02 | J | 60891002-02 | NETCONNECT - Modulo di terminazione LSA Plus 2/10 (min.ord. 10 pz.) | 10 |  | 7.28 | 7.28
AK-UCS-60891121-02 | ) | 60891121-02 | NETCONNECT - Modulo di sezionamento LSA Profil 2/10 (min.ord. 10 pz.) | 10 |  | 6.4155 | 6.4155
AK-UCS-60891120-02 | ) | 60891120-02 | NETCONNECT - Modulo di terminazione LSA Profil 2/10 (min.ord. 10 pz.) | 10 |  | 7.2982 | 7.2982
AK-UCS-65911001-00 | L | 65911001-00 | NETCONNECT - Miniripartitore LSA Plus VVD 85 da 10 coppie | 1 | PROMO | 21.945 | 21.945
AK-UCS-60892017-00 | ) | 60892017-00 | NETCONNECT - Modulo di messa a terra LSA Plus 2/38 (rossa) | 10 |  | 16.065 | 16.065
AK-UCS-66242081-00 | L | 66242081-00 | NETCONNECT - Cord. di permuta LSA-LSA 1cp. 2 fili. spine di connessione (1,5m) | 1 | PROMO | 19.0344 | 19.0344
AK-UCS-66912055-02 | L | 66912055-02 | NETCONNECT - Cord. di permuta LSA 2cp 4 fili-RJ45 spina di sezion. 1,5 m. | 1 | PROMO | 10.0485 | 10.0485
AK-UCS-66912054-05 | L | 66912054-05 | NETCONNECT - Cord. di permuta LSA 2cp 4 fili-RJ45 spina di sezion. 3,0 m. | 1 | PROMO | 11.6886 | 11.6886
AK-UCS-66912055-05 | L | 66912055-05 | NETCONNECT - Cord. di permuta LSA 2cp 4 fili-RJ45 spina di sezion. 3,0 m. | 1 | PROMO | 16.0776 | 16.0776
AK-UCS-60922012-02 | L | 60922012-02 | NETCONNECT - Modulo portaetichette LSA Plus 2/10 (etich.15mm.) | 1 | PROMO | 1.155 | 1.155
AK-UCS-60922012-00 | ) | 60922012-00 | NETCONNECT - Modulo portaetichette LSA Plus 2/10 (etich.15mm.) | 10 |  | 1.911 | 1.911
AK-UCS-60892015-01 | J | 60892015-01 | NETCONNECT - Modulo portaetichette a cerniera LSA Plus 2/10 | 1 |  | 1.5561 | 1.5561
AK-UCS-60893130-01 | ) | 60893130-01 | NETCONNECT - Barra di sezionamento 2/10 per 10 coppie | 10 |  | 0.6734 | 0.6734
Sistema Cat3 - Staffe di Supporto per Moduli LSA Plus
AK-UCS-60503122-03 | ) | 60503122-03 | NETCONNECT - Staffa per modulo LSA 2/10 (R=22,5 mm, T=22 mm, schema for.1) 3 denti | 1 |  | 11.529 | 11.529
AK-UCS-60503122-04 | ) | 60503122-04 | NETCONNECT - Staffa per modulo LSA 2/10 (R=22,5 mm, T=22 mm, schema for.1) 4 denti | 1 |  | 15.1725 | 15.1725
AK-UCS-60503122-05 | ) | 60503122-05 | NETCONNECT - Staffa per modulo LSA 2/10 (R=22,5 mm, T=22 mm, schema for.1) 5 denti | 1 |  | 17.199 | 17.199
AK-UCS-60503122-10 | ) | 60503122-10 | NETCONNECT - Staffa per modulo LSA 2/10 (R=22,5 mm, T=22 mm, schema for.1) 10 denti | 1 |  | 26.3445 | 26.3445
AK-UCS-64671043-00 | L | 64671043-00 | NETCONNECT - Modulo LSA Profil 2/10 con viti | 1 | PROMO | 53.13 | 53.13
Sistema Cat3 - Armadi di Diramazione da Esterno
AK-UCS-52673585-02 | ) | 52673585-02 | NETCONNECT - Telaio a montaggio posteriore 2/10, 3x10 + 1 modulo 2/10 (300 coppie) | 2 |  | 84.7455 | 84.7455
AK-UCS-52672577-02 | L | 52672577-02 | NETCONNECT - Materiale di fissaggio staffe | 1 | PROMO | 13.7214 | 13.7214
AK-UCS-52673589-00 | L | 52673589-00 | NETCONNECT - Guida permute | 100 | PROMO | 1.0164 | 1.0164
Sistema Cat3 - Box di Distribuzione da Interno
AK-UCS-70831301-00 | ) | 70831301-00 | COMMSCOPE - Box di distribuzione IP54 con staffa 2 posizioni moduli LSA-PLUS 2/10 | 1 | NEW | 88.396 | 88.396
AK-UCS-70831401-00 | ) | 70831401-00 | COMMSCOPE - Box di distribuzione IP54 con staffa 5 posizioni moduli LSA-PLUS 2/10 | 1 |  | 106.2495 | 106.2495
AK-UCS-70831501-00 | ) | 70831501-00 | COMMSCOPE - Box di distribuzione IP54 con staffa 10 posizioni moduli LSA-PLUS 2/10 | 1 |  | 210.756 | 210.756
AK-UCS-70831200-00 | ) | 70831200-00 | COMMSCOPE - Box di distribuzione IP54 con staffa 20 posizioni moduli LSA-PLUS 2/10 | 1 | NEW | 903.686 | 903.686
AK-UCS-70831902-02 | ) | 70831902-02 | COMMSCOPE - Kit guarnizione IP 67 per box di distribuzione con staffa 10 posizioni moduli LSA-PLUS 2/10 | 1 |  | 4.0005 | 4.0005
AK-UCS-64361013-20 | K | 64361013-20 | NETCONNECT - Kronection box I con staffa, max. 30 coppie | 1 |  | 45.549 | 45.549
AK-UCS-64061015-20 | K | 64061015-20 | NETCONNECT - Kronection box II con staffa, max. 50 coppie | 1 |  | 56.4165 | 56.4165
AK-UCS-64371020-20 | ) | 64371020-20 | NETCONNECT - Kronection box III con staffa, max. 100 coppie | 10 |  | 88.0005 | 88.0005
AK-UCS-64372010-00 | ) | 64372010-00 | NETCONNECT - Blocchetto serratura per Kronection box I, II e III, e 1 chiave | 1 |  | 60.858 | 60.858
Sistema Cat3 - LSA Connection Box Serie 500
AK-UCS-64282421-00 | ) | 64282421-00 | NETCONNECT - Connection box 500 Series 100cp 235x350x115 | 1 |  | 325.0695 | 325.0695
AK-UCS-64282420-00 | ) | 64282420-00 | COMMSCOPE - Connection box 500 Series 200cp 235x700x115 | 1 |  | 409.8045 | 409.8045
AK-UCS-64282418-00 | ) | 64282418-00 | NETCONNECT - Connection box 500 Series 200cp 425x350x115 | 1 |  | 433.6395 | 433.6395
AK-UCS-64282419-00 | ) | 64282419-00 | NETCONNECT - Connection box 500 Series 400cp 425x700x115 | 1 |  | 348.285 | 348.285
AK-UCS-64282423-00 | ) | 64282423-00 | COMMSCOPE - Connection box 510 Series 340cp 300x1000x140 | 1 |  | 596.463 | 596.463
AK-UCS-64282424-00 | K | 64282424-00 | NETCONNECT - Connection box 520 Series 680cp 500x1000x140 | 1 |  | 683.508 | 683.508
AK-UCS-64282425-00 | ) | 64282425-00 | COMMSCOPE - Connection box 530 Series 1020cp 750x1000x140 | 1 |  | 1299.4275 | 1299.4275
AK-UCS-64282422-00 | ) | 64282422-00 | COMMSCOPE - Connection box 540 Series 1340cp 1000x1000x140 | 1 |  | 1704.171 | 1704.171
Sistema Cat3 - Telai a Vista
AK-UCS-64201050-00 | ) | 64201050-00 | NETCONNECT - Telaio mod. 650cp. a vista, 1 mont. compl. di staffe (2004x285x150mm) | 1 |  | 1313.0145 | 1313.0145
AK-UCS-64201013-00 | ) | 64201013-00 | NETCONNECT - Telaio mod. 1380cp. a vista, 2 mont. compl. di staffe (2004x570x150mm) | 1 |  | 1108.821 | 1108.821
AK-UCS-64172055-01 | ) | 64172055-01 | NETCONNECT - Attrezzo di inserzione LSA Plus Sensor | 1 |  | 41.2048 | 41.2048
AK-UCS-64173006-01 | L | 64173006-01 | NETCONNECT - Attrezzo di inserzione LSA Plus semplificato | 1 | PROMO | 0.5544 | 0.5544
Sistema Cat3 - Scaricatori 8x13
AK-UCS-60892023-01 | ) | 60892023-01 | NETCONNECT - Magazzino LSA Plus 2/10 per 10 scaricatori tripol.8x13 | 10 |  | 17.7345 | 17.7345
AK-UCS-67173503-00 | K | 67173503-00 | NETCONNECT - Scaricatore di sovratensione GDT a tre elettrodi senza Fail-safe 8x13 230V 5A/5 KA | 250 |  | 1.974 | 1.974
AK-UCS-67173513-00 | ) | 67173513-00 | NETCONNECT - Scaricatore di sovratensione GDT a tre elettrodi con Fail-safe 8x13 230V 5A/5 KA | 250 |  | 1.7325 | 1.7325
LSA-PLUS Comprotect
AK-UCS-CP-59091063-40 | ) | CP-59091063-40 | NETCONNECT - LSA-PLUS Comprotect plug 2/1 CP HGB 180A1 protez. 5 punti 180Volt 3kA (set 10pz) | 1 |  | 114.6915 | 114.6915
AK-UCS-59091076-00 | L | 59091076-00 | NETCONNECT - LSA-PLUS Comprotect plug 2/1 CP BI180A1 protez. 5 punti 180Volt 5kA (set 10pz) | 1 | PROMO | 84.777 | 84.777
AK-UCS-CP-59091076-00 | ) | CP-59091076-00 | NETCONNECT - LSA-PLUS Comprotect plug 2/1 CP BI180A1 protez. 5 punti 180Volt 5kA (set 10pz) | 1 |  | 147.147 | 147.147
AK-UCS-59091078-00 | L | 59091078-00 | NETCONNECT - LSA-PLUS Comprotect plug 2/1 CP BOD180A1 prot. 5 punti 180Volt 5kA (set 10pz) | 1 | PROMO | 150.15 | 150.15
AK-UCS-59093041-00 | ) | 59093041-00 | NETCONNECT - Striscia 2/10 per messa a terra Comprotect | 1 |  | 5.922 | 5.922
Sistema Cat5E UTP - Jack & Pannelli di permutazione
AK-MJ5-65401130-01 | L | 65401130-01 | NETCONNECT - Presa HK RJ45 UTP Cat. 5e - T568-A/B, colore bianco | 8 | PROMO | 4.8906 | 4.8906
AK-MJ5-65401130-04 | L | 65401130-04 | NETCONNECT - Presa HK RJ45 UTP Cat.5 Enhanced - T568-A/B , col. nero | 8 | PROMO | 4.8906 | 4.8906
AK-MJ5-65401154-02 | L | 65401154-02 | NETCONNECT - Presa HK RJ45 STP Cat.5 Enhanced - T568-A/B | 8 | PROMO | 6.2849 | 6.2849
Sistema Cat5E UTP - Bretelle di permutazione
AK-PC5-70637627-07 | L | 70637627-07 | NETCONNECT - Cordone di permuta, UTP Cat. 5e LSZH grigio 2m | 10 | PROMO | 6.2849 | 6.2849
AK-PC5-70637627-10 | L | 70637627-10 | NETCONNECT - Cordone di permuta, UTP Cat. 5e LSZH grigio 3m | 10 | PROMO | 6.4136 | 6.4136
Sistema Cat6 UTP - Jack & Pannelli di permutazione
AK-MJ6-68302710-01 | L | 68302710-01 | NETCONNECT - Presa KM8 RJ45 UTP Cat.6 - T568-A/B, colore bianco | 1 | PROMO | 5.9202 | 5.9202
AK-MJ6-68301800-01 | L | 68301800-01 | NETCONNECT - Presa KM8 RJ45 UTP Cat.6 - T568-A/B, colore bianco | 1 | PROMO | 8.151 | 8.151
Sistema Cat6 FTP - Bretelle di permutazione
AK-PC6-68302865-07 | L | 68302865-07 | NETCONNECT - Cordone di permuta S-STP KM8, Cat.6, LSZH, RJ45-RJ45 2,0 m | 1 | PROMO | 11.7546 | 11.7546
AK-PC6-68302865-10 | L | 68302865-10 | NETCONNECT - Cordone di permuta S-STP KM8, Cat.6, LSZH, RJ45-RJ45 3,0 m | 1 | PROMO | 13.9854 | 13.9854
AK-PC6-68302865-15 | L | 68302865-15 | NETCONNECT - Cordone di permuta S-STP KM8, Cat.6, LSZH, RJ45-RJ45 5,0 m | 1 | PROMO | 16.6881 | 16.6881
Sistema Cat 6A - UTP
AK-MJ6-68301885-01 | L | 68301885-01 | NETCONNECT - Presa KM8 RJ45 Cat.6A UTP - T568-A/B, col. bianco | 1 | PROMO | 8.6229 | 8.6229
AK-MJ6-68301885-04 | L | 68301885-04 | NETCONNECT - Presa KM8 RJ45 Cat.6A UTP - T568-A/B, colore nero conf. 24 pz | 24 | PROMO | 10.296 | 10.296
AK-MJ6-68301885-06 | L | 68301885-06 | NETCONNECT - Presa KM8 RJ45 Cat.6A UTP - T568-A/B, colore blu conf. 24 pz | 24 | PROMO | 6.4779 | 6.4779
AK-PP6-65271810-24 | L | 65271810-24 | NETCONNECT - Pannello Cat.6A UTP 24 porte PCB | 1 | PROMO | 258.9015 | 258.9015
AK-PC7-66452827-07 | L | 6645-2-827-07 | NETCONNECT - Cordone di permuta CopperTen Cat.6A RJ45-RJ45 UTP, LSZH 2 m blu | 1 | PROMO | 12.3337 | 12.3337
AK-PC7-66452827-15 | L | 6645-2-827-15 | NETCONNECT - Cordone di permuta CopperTen Cat.6A RJ45-RJ45 UTP, LSZH 5 m blu | 15 | PROMO | 21.4929 | 21.4929
AK-PC7-66452827-49 | L | 6645-2-827-49 | NETCONNECT - Cordone di permuta CopperTen Cat.6A RJ45-RJ45 UTP, LSZH 15 m blu | 1 | PROMO | 23.595 | 23.595
Sistema Cat 6A - FTP
AK-MJ6-68301811-04 | L | 68301811-04 | NETCONNECT - Presa KM8 RJ45 Cat.6A STP keystone T-568A/B wiring | 24 | PROMO | 6.4564 | 6.4564
Postazione Utente
AK-ACC-66444112-01 | L | 66444112-01 | NETCONNECT - Piastrina a 2 posizioni per serie HK e KM8, std 503, colore bianco (orizzontale) | 1 | PROMO | 2.5955 | 2.5955
AK-ACC-66444114-01 | L | 66444114-01 | NETCONNECT - Piastrina a 4 posizioni per serie HK e KM8, std 503, colore bianco (orizzontale) | 1 | PROMO | 2.5955 | 2.5955
AK-ACC-66442017-01 | ) | 66442017-01 | NETCONNECT - Scatola con fissaggio a parete per piastrina std 503 | 1 |  | 3.835 | 3.835
AK-ACC-64675160-01 | L | 64675160-01 | NETCONNECT - Copertura per foro libero, colore bianco per box 6467 2 061-10 | 1 | PROMO | 0.75075 | 0.75075
AK-ACC-64672061-10 | L | 64672061-10 | NETCONNECT - Borchia a parete da 2 posiz. per serie HK e KM8 UTP, colore bianco | 1 | PROMO | 2.7456 | 2.7456
AK-ACC-66444193-13 | L | 66444193-13 | NETCONNECT - Adattatore serie HK e KM8 con supporto per BTicino serie Tech colore argento | 20 | PROMO | 2.9815 | 2.9815
AK-ACC-66444198-04 | L | 66444198-04 | NETCONNECT - Adattatore serie HK e KM8 con supp.per Siemens serie Delta Futura colore grigio | 20 | PROMO | 3.2175 | 3.2175
AK-ACC-66444195-01 | L | 66444195-01 | NETCONNECT - Adattatore serie HK e KM8 con supporto per Vimar serie Idea colore bianco | 20 | PROMO | 2.5204 | 2.5204
Accessori Dati
AK-ACC-65271006-01 | L | 65271006-01 | NETCONNECT - Pannello guidapermute 19'' x 1U, col. nero | 10 | PROMO | 17.6748 | 17.6748
AK-ACC-66451160-01 | ) | 2111700-3 | NETCONNECT - Copertura per foro libero, colore bianco (set 25 pz..) | 25 |  | 0.455 | 0.455
Cablaggio in Fibra Ottica - Cassetti Ottici e Moduli
AK-FPP-70331191-00 | L | 70331191-00 | COMMSCOPE - Modulo cieco per pannello fibra 1U ABS | 1 | PROMO | 5.8773 | 5.8773
AK-FPP-70331090-00 | K | 70331090-00 | COMMSCOPE - Permutatore ottico modulare in ABS privo di modulo frontale | 1 | PROMO | 42.9 | 42.9
AK-FPP-70331192-01 | K | 70331192-01 | COMMSCOPE - Modulo portab.6 bussole MM SC simplex,colore nero | 1 | PROMO | 14.2428 | 14.2428
AK-FPP-70331093-01 | K | 70331093-01 | COMMSCOPE - Modulo portab. 3 bussole MM SC dduplex 1 U ABS | 1 | PROMO | 34.127 | 34.127
AK-FPP-70331180-24 | K | 70331180-24 | COMMSCOPE - Cassetto ottico 1U 24 Porte SCDX completo di adattatori, bussole, nero | 1 | PROMO | 42.9 | 42.9
AK-FPP-70331180-12 | K | 70331180-12 | COMMSCOPE - Cassetto ottico 1U 12 Porte SCDX completo di adattatori, bussole, nero | 1 |  | 196.49 | 196.49
Cablaggio in Fibra Ottica - Borchie utente
AK-FPP-70331071-04 | L | 70331071-04 | NETCONNECT - Borchia per fiber to the desk con 4 bussole MM ST | 1 |  | 28.2632 | 28.2632
AK-FPP-70331069-04 | ) | 70331069-04 | NETCONNECT - Borchia per fiber to the desk con 2 bussole MM SC duplex | 1 |  | 30.723 | 30.723
AK-FPP-70331073-08 | L | 70331073-08 | NETCONNECT - Borchia per fiber to the desk con 2 bussole MM LC quad | 1 | PROMO | 51.7588 | 51.7588

## Systimax
Listino Giugno22 |  |  | WWW.COMPASSTECH.IT
Indice
SYSTIMAX
Cod. Compass |  | Cod. Vendor | Descrizione | MOQ |  | End-User | Netto
Placche autoportanti
SX-PLT-108258427 | ) | 108258427 | COMMSCOPE - Placca autoportante 1 porta RJ45 con porta etichette -bianca- p/n M10L-262 | 1 |  | 3.93 | 3.93
SX-PLT-108168469 | J | 108168469 | COMMSCOPE - Placca autoportante 2 porte RJ45 con porta etichette -bianca- p/n M12L-262 | 1 |  | 2.76 | 2.76
SX-PLT-108168501 | ) | 108168501 | COMMSCOPE - Placca autoportante 3 porte RJ45 con porta etichette -bianca- p/n M13L-262 | 1 |  | 2.94 | 2.94
SX-PLT-108168543 | ) | 108168543 | COMMSCOPE - Placca autoportante 4 porte RJ45 con porta etichette -bianca- p/n M14L-262 | 1 |  | 3.18 | 3.18
SX-PLT-108258401 | ) | 108258401 | COMMSCOPE - Placca autoportante 1 porta RJ45 con porta etichette -nera- p/n M10L-003 | 1 |  | 2.925 | 2.925
SX-PLT-108168485 | ) | 108168485 | COMMSCOPE - Placca autoportante 2 porte RJ45 con porta etichette -nera- p/n M12L-003 | 1 |  | 2.835 | 2.835
SX-PLT-108168568 | ) | 108168568 | COMMSCOPE - Placca autoportante 4 porte RJ45 con porta etichette -nera- p/n M14L-003 | 1 |  | 3.03 | 3.03
SX-PLT-108258419 | ) | 108258419 | COMMSCOPE - Placca autoportante 1 porta RJ45 con porta etichette -avorio- p/n M10L-246 | 1 |  | 3.99 | 3.99
SX-PLT-108168477 | J | 108168477 | COMMSCOPE - Placca autoportante 2 porte RJ45 con porta etichette -avorio- p/n M12L-246 | 1 |  | 2.76 | 2.76
SX-PLT-108168519 | ) | 108168519 | COMMSCOPE - Placca autoportante 3 porta RJ45 con porta etichette -avorio- p/n M13L-246 | 1 |  | 2.94 | 2.94
SX-PLT-108168550 | ) | 108168550 | COMMSCOPE - Placca autoportante 4 porte RJ45 con porta etichette -avorio- p/n M14L-246 | 1 |  | 3.18 | 3.18
SX-PLT-107067928 | ) | 107067928 | COMMSCOPE - Inserto cieco per placche bianche, confezione 100 pz. p/n M20AP-262 | 100 |  | 0.525 | 0.525
SX-PLT-107067860 | ) | 107067860 | COMMSCOPE - Inserto cieco per placche avorio, confezione 100 pz. p/n M20AP-246 | 100 |  | 0.525 | 0.525
SX-PLT-107065583 | ) | 107065583 | COMMSCOPE - Inserto cieco per placche nero, confezione 100 pz. p/n M20AP-003 | 1 |  | 31.26 | 31.26
Adattatori
SX-PLT-760157719 | J | 760157719 | COMMSCOPE - Adattatore Bticino International - nero- p/n LF85IT-003 | 1 |  | 6.15 | 6.15
SX-PLT-760157727 | J | 760157727 | COMMSCOPE - Adattatore Bticino International - bianco- p/n LF85IT-262 | 1 |  | 6.15 | 6.15
SX-PLT-760157701 | J | 760157701 | COMMSCOPE - Adattatore Bticino Matix - bianco- p/n LF84IT-262 | 1 |  | 2.295 | 2.295
SX-PLT-BT 3270SY | ) | ADM-BT 3270SY | ADMK - Adattatore Bticino Axolute per presa MGS -bianco- | 10 |  | 4.0687 | 4.0687
SX-PLT-BT 3271SY | ) | ADM-BT 3271SY | ADMK - Adattatore Bticino Axolute per presa MGS -HS Dark- | 10 |  | 4.4625 | 4.4625
SX-PLT-BT 3272SY | ) | ADM-BT 3272SY | ADMK - Adattatore Bticino Axolute per presa MGS -HC Clear- | 10 |  | 4.4625 | 4.4625
SX-PLT-BT 3281SY | ) | ADM-BT 3281SY | ADMK - Adattatore Bticino Living Light per presa MGS -antracite- | 10 |  | 2.7125 | 2.7125
SX-PLT-BT 3282SY | ) | ADM-BT 3282SY | ADMK - Adattatore Bticino Living Light per presa MGS -bianco- | 10 |  | 2.7125 | 2.7125
SX-PLT-BT 3284SY | ) | ADM-BT 3284SY | ADMK - Adattatore Bticino Living Light per presa MGS -silver- | 10 |  | 4.3312 | 4.3312
SX-PLT-BT 3287SY | ) | ADM-BT 3287SY | ADMK - Adattatore Bticino Magic TT per presa MGS -avorio- | 10 |  | 2.8875 | 2.8875
SX-PLT-BT 3289SY | ) | ADM-BT 3289SY | ADMK - Adattatore Bticino Matix per presa MGS -bianco- | 10 |  | 2.7125 | 2.7125
SX-PLT-GW 4200SY | ) | ADM-GW 4200SY | ADMK - Adattatore Gewiss System per presa MGS -nero- | 10 |  | 2.8875 | 2.8875
SX-PLT-GW 4201SY | ) | ADM-GW 4201SY | ADMK - Adattatore Gewiss System per presa MGS -bianco- | 10 |  | 2.7125 | 2.7125
SX-PLT-GW 4210SY | ) | ADM-GW 4210SY | ADMK - Adattatore Gewiss Chorus per presa MGS -bianco- | 10 |  | 2.8438 | 2.8438
SX-PLT-GW 4212SY | ) | ADM-GW 4212SY | ADMK - Adattatore Gewiss Chorus per presa MGS -nero- | 10 |  | 2.8438 | 2.8438
SX-PLT-GW 4214SY | ) | ADM-GW 4214SY | ADMK - Adattatore Gewiss Chorus per presa MGS -titanio- | 10 |  | 3.0625 | 3.0625
SX-PLT-LG 6050SY | ) | ADM-LG 6050SY | ADMK - Adattatore Legrand Arteor per presa MGS -bianco- | 10 |  | 2.7125 | 2.7125
SX-PLT-LG 6060SY | ) | ADM-LG 6060SY | ADMK - Adattatore Legrand Arteor per presa MGS -magnesium- | 10 |  | 4.3312 | 4.3312
SX-PLT-VM 6234SY | ) | ADM-VM 6234SY | ADMK - Adattatore Vimar Plana per presa MGS-bianco- | 10 |  | 4.3312 | 4.3312
SX-PLT-VM 6235SY | ) | ADM-VM 6235SY | ADMK - Adattatore Vimar Plana per presa MGS -silver- | 10 |  | 4.9 | 4.9
Accessori
SX-PLT-106658156 | ) | 106658156 | COMMSCOPE - Consolidation point box 12 posizioni per serie M, bianco p/n M112SMB-262 | 1 |  | 33.315 | 33.315
SX-PLT-700016488 | ) | 700016488 | COMMSCOPE - Consolidation point box 24 posizioni per serie M, bianco p/n M224SMB-262 | 1 |  | 79.155 | 79.155
SX-PLT-107984007 | J | 107984007 | COMMSCOPE - Scatola di superficie a una porta, avorio p/n M101SMB-B-246 | 1 |  | 5.55 | 5.55
SX-PLT-107984049 | J | 107984049 | COMMSCOPE - Scatola di superficie a due porte, avorio p/n M102SMB-B-246 | 1 |  | 5.88 | 5.88
SX-PLT-107952442 | ) | 107952442 | COMMSCOPE - Scatola di superficie a quattro porte, avorio p/n M104SMB-A-246 | 10 |  | 9.645 | 9.645
SX-PLT-107431546 | ) | 107431546 | COMMSCOPE - Scatola di superficie a sei porte, avorio p/n M106SMB-246 | 10 |  | 19.845 | 19.845
SX-PLT-107984015 | J | 107984015 | COMMSCOPE - Scatola di superficie a una porta, bianca p/n M101SMB-B-262 | 1 |  | 5.55 | 5.55
SX-PLT-107984056 | ) | 107984056 | COMMSCOPE - Scatola di superficie a due porte, bianca p/n M102SMB-B-262 | 1 |  | 5.88 | 5.88
SX-PLT-107952459 | ) | 107952459 | COMMSCOPE - Scatola di superficie a quattro porte, bianca p/n M104SMB-A-262 | 10 |  | 9.63 | 9.63
SX-PLT-107431538 | ) | 107431538 | COMMSCOPE - Scatola di superficie a sei porte, bianca p/n M106SMB-262 | 1 |  | 19.845 | 19.845
Sistema Cat6A U/UTP
Cavi in Rame Cat6A SYSTIMAX 360 GigaSPEED X10D U/UTP 3091B LSZH
SX-CVR-760240767 | ) | 760240767 | SYSTIMAX - Cavo Cat.6A Gigaspeed X10D U/UTP 23AWG B2ca, s1, d0, a1 LSZH IEC 332.3 bianco (box 305m) p/n 3091B-B WH 4/23 W1000 | 305 |  | 3.1933 | 3.1933
SX-CVR-760237624 | ) | 760237624 | SYSTIMAX - Cavo Cat.6A Gigaspeed X10D U/UTP 23AWG Cca, s1, d1, a1 LSZH IEC 332.3 bianco (bobina 305m) p/n 3091B-C WH 4/23 R1000 | 305 |  | 2.7343 | 2.7343
SX-CVR-760240843 | J | 760240843 | SYSTIMAX - Cavo Cat.6A Gigaspeed X10D U/UTP 23AWG Cca, s1, d1, a1 LSZH IEC 332.3 bianco (box 305m) p/n 3091B-C WH 4/23 W1000 | 305 |  | 2.661 | 2.661
SX-CVR-760107318 | J | 760107318 | SYSTIMAX - Cavo Cat.6A Gigaspeed X10D U/UTP 23AWG Dca LSZH IEC 332.3 bianco (box 305m) p/n 3091B WH 4/23 W1000 | 305 |  | 2.2175 | 2.2175
SX-CVR-760106054 | ) | 760106054 | SYSTIMAX - Cavo Cat.6A Gigaspeed X10D U/UTP 23AWG Dca LSZH IEC 332.3 bianco (bobina 914m) p/n 3091B WH 4/23 R3000 | 305 |  | 2.2786 | 2.2786
Pannelli di permutazione Cat6A SYSTIMAX 360 GigaSPEED X10D 1100GS6
SX-PP6-760152587 | J | 760152587 | SYSTIMAX - Pannello 24 porte Cat.6A U/UTP 360 Gigaspeed X10D 1100GS6 Evolve (iPatch ready) p/n 360-IPR-1100-E-GS6-1U-24 | 1 |  | 861.3 | 861.3
SX-PP6-760152595 | ) | 760152595 | SYSTIMAX - Pannello 48 porte Cat.6A U/UTP 360 Gigaspeed X10D 1100GS6 Evolve (iPatch ready) p/n 360-IPR-1100-E-GS6-2U-48 | 1 |  | 1631.97 | 1631.97
SX-PP6-760151324 | ) | 760151324 | SYSTIMAX - Pannello 24 porte Cat.6A U/UTP 360 Gigaspeed X10D 1100GS6 Evolve Angled (iPatch ready) p/n 360-IPR-1100A-E-GS6-1U-24 | 1 |  | 882.735 | 882.735
SX-PP6-760151779 | ) | 760151779 | SYSTIMAX - Pannello 48 porte Cat.6A U/UTP 360 Gigaspeed X10D 1100GS6 Evolve Angled (iPatch ready) p/n 360-IPR-1100A-E-GS6-2U-48 | 1 |  | 1570.98 | 1570.98
SX-PP6-760102251 | ) | 760102251 | SYSTIMAX - Pannello 24 porte Cat.6A U/UTP 360 Gigaspeed X10D Patchmax GS6, iPatch ready p/n 360-PM-GS6-2U-24 | 1 |  | 849.09 | 849.09
SX-PP-760151183 | ) | 760151183 | SYSTIMAX - Modulo 6 porte Cat.6A U/UTP 360 Gigaspeed X10D 1100GS6 Evolve (per pannelli 360-E-KIT) p/n 360-IPR-1100-GS6-DM6 | 1 |  | 179.67 | 179.67
Prese RJ45 Cat6A SYSTIMAX 360 GigaSPEED X10D serie MGS600
SX-MJ6-760092361 | J | 760092361 | SYSTIMAX - Presa RJ45 Cat.6A U/UTP Gigaspeed X10D serie MGS600 -nera- p/n MGS600-003 | 1 |  | 26.97 | 26.97
SX-MJ6-760092429 | J | 760092429 | SYSTIMAX - Presa RJ45 Cat.6A U/UTP Gigaspeed X10D serie MGS600 -bianca- p/n MGS600-262 | 1 |  | 26.97 | 26.97
SX-MJ6-760092411 | ) | 760092411 | SYSTIMAX - Presa RJ45 Cat.6A U/UTP Gigaspeed X10D serie MGS600 -avorio- p/n MGS600-246 | 10 |  | 26.97 | 26.97
SX-MJ6-760092445 | ) | 760092445 | SYSTIMAX - Presa RJ45 Cat.6A U/UTP Gigaspeed X10D serie MGS600 -rossa- p/n MGS600-317 | 10 |  | 26.97 | 26.97
SX-MJ6-760092403 | ) | 760092403 | SYSTIMAX - Presa RJ45 Cat.6A U/UTP Gigaspeed X10D serie MGS600 -verde- p/n MGS600-226 | 10 |  | 26.97 | 26.97
SX-MJ6-760092452 | ) | 760092452 | SYSTIMAX - Presa RJ45 Cat.6A U/UTP Gigaspeed X10D serie MGS600 -blu- p/n MGS600-318 | 10 |  | 26.97 | 26.97
SX-MJ6-760092387 | ) | 760092387 | SYSTIMAX - Presa RJ45 Cat.6A U/UTP Gigaspeed X10D serie MGS600 -gialla- p/n MGS600-123 | 10 |  | 26.97 | 26.97
SX-MJ6-760092437 | ) | 760092437 | SYSTIMAX - Presa RJ45 Cat.6A U/UTP Gigaspeed X10D serie MGS600 -grigia- p/n MGS600-270 | 10 |  | 26.97 | 26.97
Bretelle di permutazione Cat6A SYSTIMAX 360 GigaSPEED X10D 360GS10E
SX-PC6-CPCSSZ2-08F003 | J | CPCSSZ2-08F003 | SYSTIMAX - Bretella di permutazione Cat.6A U/UTP Gigaspeed X10D LSZH 0,9m -bianca-p/n 360GS10E-L-WH | 1 |  | 14.94 | 14.94
SX-PC6-CPCSSZ2-08F005 | J | CPCSSZ2-08F005 | SYSTIMAX - Bretella di permutazione Cat.6A U/UTP Gigaspeed X10D LSZH 1,52m -bianca-p/n 360GS10E-L-WH | 1 |  | 17.1 | 17.1
SX-PC6-CPCSSZ2-08F007 | J | CPCSSZ2-08F007 | SYSTIMAX - Bretella di permutazione Cat.6A U/UTP Gigaspeed X10D LSZH 2,13m -bianca-p/n 360GS10E-L-WH | 1 |  | 19.26 | 19.26
SX-PC6-CPCSSZ2-08F010 | J | CPCSSZ2-08F010 | SYSTIMAX - Bretella di permutazione Cat.6A U/UTP Gigaspeed X10D LSZH 3,05m -bianca- p/n 360GS10E-L-WH | 1 |  | 22.5 | 22.5
SX-PC6-CPCSSZ2-08F016 | J | CPCSSZ2-08F016 | SYSTIMAX - Bretella di permutazione Cat.6A U/UTP Gigaspeed X10D LSZH 4,88m -bianca- p/n 360GS10E-L-WH | 1 |  | 28.98 | 28.98
SX-PC6-CPCSSZ2-08F020 | ) | CPCSSZ2-08F020 | SYSTIMAX - Bretella di permutazione Cat.6A U/UTP Gigaspeed X10D LSZH 6,09m -bianca- p/n 360GS10E-L-WH | 1 |  | 33.3 | 33.3
SX-PC6-CPCSSZ2-03F003 | ) | CPCSSZ2-03F003 | SYSTIMAX - Bretella di permutazione Cat.6A U/UTP Gigaspeed X10D LSZH 0,91m -grigio scuro-p/n 360GS10E-L-DG | 1 |  | 14.94 | 14.94
SX-PC6-CPCSSZ2-03F005 | ) | CPCSSZ2-03F005 | SYSTIMAX - Bretella di permutazione Cat.6A U/UTP Gigaspeed X10D LSZH 1,52m -grigio scuro-p/n 360GS10E-L-DG | 1 |  | 17.1 | 17.1
SX-PC6-CPCSSZ2-03F007 | ) | CPCSSZ2-03F007 | SYSTIMAX - Bretella di permutazione Cat.6A U/UTP Gigaspeed X10D LSZH 2,13m -grigio scuro-p/n 360GS10E-L-DG | 1 |  | 19.26 | 19.26
SX-PC6-CPCSSZ2-03F010 | ) | CPCSSZ2-03F010 | SYSTIMAX - Bretella di permutazione Cat.6A U/UTP Gigaspeed X10D LSZH 3,05m -grigio scuro- p/n 360GS10E-L-DG | 1 |  | 22.5 | 22.5
SX-PC6-CPCSSZ2-03F016 | ) | CPCSSZ2-03F016 | SYSTIMAX - Bretella di permutazione Cat.6A U/UTP Gigaspeed X10D LSZH 4,88m -grigio scuro- p/n 360GS10E-L-DG | 1 |  | 28.98 | 28.98
SX-PC6-CPCSSZ2-03F020 | ) | CPCSSZ2-03F020 | SYSTIMAX - Bretella di permutazione Cat.6A U/UTP Gigaspeed X10D LSZH 6,09m -grigio scuro- p/n 360GS10E-L-DG | 1 |  | 33.3 | 33.3
Bretelle di permutazione Cat6A MiNo6A a diametro ridotto
AM-PC6A-CO199K2-08F03 | J | CO199K2-08F003 | COMMSCOPE - Bretella di permutazione Cat.6A U/UTP, diametro ridotto 28 AWG, LSZH 0,91m -bianca- p/n MiNo6A-WH-3FT | 1 |  | 13.804 | 13.804
AM-PC6A-CO199K2-08F05 | J | CO199K2-08F005 | COMMSCOPE - Bretella di permutazione Cat.6A U/UTP, diametro ridotto 28 AWG, LSZH 1,52m -bianca- p/n MiNo6A-WH-5FT | 1 |  | 15.778 | 15.778
AM-PC6A-CO199K2-08F07 | J | CO199K2-08F007 | COMMSCOPE - Bretella di permutazione Cat.6A U/UTP, diametro ridotto 28 AWG, LSZH 2,13m -bianca- p/n MiNo6A-WH-7FT | 1 |  | 17.766 | 17.766
AM-PC6A-CO199K2-08F10 | J | CO199K2-08F010 | COMMSCOPE - Bretella di permutazione Cat.6A U/UTP, diametro ridotto 28 AWG, LSZH 3,05m -bianca- p/n MiNo6A-WH-10FT | 1 |  | 20.748 | 20.748
Sistema Cat6A FTP
Cavi in Rame Cat6A F/UTP SYSTIMAX 360 GigaSPEED X10D 3291 LSZH
SX-CVR-760237886 | ) | 760237886 | SYSTIMAX - Cavo Cat. 6A Gigaspeed XL F/UTP 23AWG B2ca bianco (bobina 305m) p/n 3291B-B WH 4/23 R1000 | 305 |  | 3.3914 | 3.3914
SX-CVR-760237885 | ) | 760237885 | SYSTIMAX - Cavo Cat. 6A Gigaspeed XL F/UTP 23AWG Cca bianco (bobina 305m) p/n 3291B-C WH 4/23 R1000 | 305 |  | 2.8016 | 2.8016
SX-CVR-760081323 | ) | 760081323 | SYSTIMAX - Cavo Cat. 6A Gigaspeed XL F/UTP 23AWG Dca bianco (bobina 305m) p/n 3291B WH 4/23 R1000 | 305 |  | 2.3347 | 2.3347
SX-CVR-760178129 | ) | 760178129 | SYSTIMAX - Cavo Cat. 6A F/UTP 24AWG doppia guaina PE da esterno -nero- (reel 305m) p/n1592A BK 4/24 R1000 | 305 |  | 4.2129 | 4.2129
Cavi in Rame Cat6A F/FTP SYSTIMAX 360 GigaSPEED X10D 3296A LSZH
SX-CVR-760237952 | ) | 760237952 | SYSTIMAX - Cavo Cat. 6A Gigaspeed XL F/FTP 23AWG B2ca bianco (bobina 500m) p/n 3296A-B WH 4/23 R1640 | 500 |  | Richiedere | #VALUE!
SX-CVR-760237953 | ) | 760237953 | SYSTIMAX - Cavo Cat. 6A Gigaspeed XL F/FTP 23AWG Cca bianco (bobina 500m) p/n 3296A-C WH 4/23 R1640 | 500 |  | Richiedere | #VALUE!
SX-CVR-760189597 | ) | 760189597 | SYSTIMAX - Cavo Cat. 6A Gigaspeed XL F/FTP 23AWG Dca bianco (bobina 500m) p/n 3296A WH 4/23 R1640 | 500 |  | 1.4683 | 1.4683
Prese RJ45 Cat6A FTP SYSTIMAX 360 GigaSPEED X10D serie MGS600
SX-MJ6-760152801 | J | 760152801 | SYSTIMAX - Presa RJ45 Cat.6A FTP Gigaspeed X10D serie HGS620 p/n HGS620 | 1 |  | 29.01 | 29.01
SX-ACC-760152827 | J | 760152827 | COMMSCOPE - Adattatore keystone per presa HGS, confezione 25 pz. p/n HGS-A-KS-BK | 1 |  | 27.165 | 27.165
Pannelli di permutazione SYSTIMAX 360 GigaSPEED X10D
SX-PP6-760150144 | J | 760150144 | SYSTIMAX - Pannello 24 porte Cat.6A F/UTP 360 Gigaspeed X10D 1100GS6 Evolve (iPatch ready) scarico p/n 360-IPR-MFTP-E-HD6B-1U-24 | 1 |  | 159.885 | 159.885
SX-PP6-760151498 | ) | 760151498 | SYSTIMAX - Pannello 48 porte Cat.6A F/UTP 360 Gigaspeed X10D 1100GS6 Evolve (iPatch ready) scarico p/n 360-IPR-MFTP-E-HD6B-2U-48 | 1 |  | 319.74 | 319.74
Bretelle di permutazione Cat6A SYSTIMAX 360 GigaSPEED X10D 360GS10E
SX-PC6-CA111K2-08F003 | ) | CA111K2-08F003 | SYSTIMAX - Bretella di permutazione Cat.6A S/FTP Gigaspeed 26 AWG X10D LSZH 0,91m -bianca- p/n G10SP-L-WH-3FT | 1 |  | 21.525 | 21.525
SX-PC6-CA111K2-08F005 | ) | CA111K2-08F005 | SYSTIMAX - Bretella di permutazione Cat.6A S/FTP Gigaspeed 26 AWG X10D LSZH 1,52m -bianca- p/n G10SP-L-WH-5FT | 1 |  | 24.015 | 24.015
SX-PC6-CA111K2-08F007 | ) | CA111K2-08F007 | SYSTIMAX - Bretella di permutazione Cat.6A S/FTP Gigaspeed 26 AWG X10D LSZH 2,13m -bianca- p/n G10SP-L-WH-7FT | 1 |  | 26.505 | 26.505
SX-PC6-CA111K2-08F010 | ) | CA111K2-08F010 | SYSTIMAX - Bretella di permutazione Cat.6A S/FTP Gigaspeed 26 AWG X10D LSZH 3,05m -bianca- p/n G10SP-L-WH-10FT | 1 |  | 30.24 | 30.24
SX-PC6-CA111K2-08F016 | ) | CA111K2-08F016 | SYSTIMAX - Bretella di permutazione Cat.6A S/FTP Gigaspeed 26 AWG X10D LSZH 4,88m -bianca- p/n G10SP-L-WH-16FT | 1 |  | 37.71 | 37.71
SX-PC6-CA111K2-08F020 | ) | CA111K2-08F020 | SYSTIMAX - Bretella di permutazione Cat.6A S/FTP Gigaspeed 26 AWG X10D LSZH 6,09m -bianca- p/n G10SP-L-WH-20FT | 1 |  | 42.69 | 42.69
SX-PC6-CA111K2-03F003 | ) | CA111K2-03F003 | SYSTIMAX - Bretella di permutazione Cat.6A S/FTP Gigaspeed 26 AWG X10D LSZH 0,91m -grigio scuro- p/n G10SP-L-DGL-3FT | 1 |  | 21.525 | 21.525
SX-PC6-CA111K2-03F005 | ) | CA111K2-03F005 | SYSTIMAX - Bretella di permutazione Cat.6A S/FTP Gigaspeed 26 AWG X10D LSZH 1,52m -grigio scuro- p/n G10SP-L-DGL-5FT | 1 |  | 24.015 | 24.015
SX-PC6-CA111K2-03F007 | ) | CA111K2-03F007 | SYSTIMAX - Bretella di permutazione Cat.6A S/FTP Gigaspeed 26 AWG X10D LSZH 2,13m -grigio scuro- p/n G10SP-L-DGL-7FT | 1 |  | 26.505 | 26.505
SX-PC6-CA111K2-03F010 | ) | CA111K2-03F010 | SYSTIMAX - Bretella di permutazione Cat.6A S/FTP Gigaspeed 26 AWG X10D LSZH 3,05m -grigio scuro- p/n G10SP-L-DGL-10FT | 1 |  | 30.24 | 30.24
SX-PC6-CA111K2-03F016 | ) | CA111K2-03F016 | SYSTIMAX - Bretella di permutazione Cat.6A S/FTP Gigaspeed 26 AWG X10D LSZH 4,87m -grigio scuro- p/n G10SP-L-DGL-16FT | 1 |  | 37.71 | 37.71
SX-PC6-CA111K2-03F020 | ) | CA111K2-03F020 | SYSTIMAX - Bretella di permutazione Cat.6A S/FTP Gigaspeed 26 AWG X10D LSZH 6,09m -grigio scuro- p/n G10SP-L-DGL-20FT | 1 |  | 42.69 | 42.69
Sistema Cat6 U/UTP
Cavi in Rame Cat6 SYSTIMAX 360 GigaSPEED XL U/UTP 3071E LSZH
SX-CVR-760237883 | ) | 760237883 | SYSTIMAX - Cavo Cat. 6 Gigaspeed XL U/UTP 23AWG B2ca LSZH IEC 332.3 bianco (bobina 305m) p/n 3071E-B WHT C6 4/23 U/UTP R1000 | 305 |  | 2.5016 | 2.5016
SX-CVR-760241923 | ) | 760241923 | SYSTIMAX - Cavo Cat. 6 Gigaspeed XL U/UTP 23AWG B2ca LSZH IEC 332.3 bianco (box 305m) p/n 3071E-B WHT C6 4/23 U/UTP W1000 | 305 |  | Richiedere | #VALUE!
SX-CVR-760237882 | ) | 760237882 | SYSTIMAX - Cavo Cat. 6 Gigaspeed XL U/UTP 23AWG Cca LSZH IEC 332.3 bianco (bobina 305m) p/n 3071E-C WHT C6 4/23 U/UTP R1000 | 305 |  | Richiedere | #VALUE!
SX-CVR-760241924 | J | 760241924 | SYSTIMAX - Cavo Cat. 6 Gigaspeed XL U/UTP 23AWG Cca LSZH IEC 332.3 bianco (box 305m) p/n 3071E-C WHT C6 4/23 U/UTP W1000 | 305 |  | 2.0845 | 2.0845
SX-CVR-700216450 | J | 700216450 | SYSTIMAX - Cavo Cat. 6 Gigaspeed XL U/UTP 23AWG Dca LSZH IEC 332.3 bianco (box 305m) p/n 3071E WH 4/23 W1000 | 305 |  | 1.7371 | 1.7371
SX-CVR-760008888 | ) | 760008888 | SYSTIMAX - Cavo Cat. 6 Gigaspeed XL U/UTP 23AWG per posa esterna, guaina nera (bobina 305m) p/n 1571A BK 4/24 R1000 | 305 |  | 2.3294 | 2.3294
Pannelli di permutazione SYSTIMAX 360 GigaSPEED XL 1100GS3
SX-PP6-760152561 | J | 760152561 | SYSTIMAX - Pannello 24 porte Cat.6 360 Gigaspeed XL 1100GS3 Evolve, (iPatch ready) U/UTP p/n 360-IPR-1100-E-GS3-1U-24 | 1 |  | 698.205 | 698.205
SX-PP6-760152579 | ) | 760152579 | SYSTIMAX - Pannello 48 porte Cat.6 360 Gigaspeed XL 1100GS3 Evolve, (iPatch ready) U/UTP p/n 360-IPR-1100-E-GS3-2U-48 | 1 |  | 1258.695 | 1258.695
SX-PP6-760151308 | ) | 760151308 | SYSTIMAX - Pannello 24 porte Cat.6 U/UTP 360 Gigaspeed XL 1100GS3 Evolve angolato (iPatch ready) p/n 360-IPR-1100A-E-GS3-1U-24 | 1 |  | 711.315 | 711.315
SX-PP6-760151753 | ) | 760151753 | SYSTIMAX - Pannello 48 porte Cat.6 U/UTP 360 Gigaspeed XL 1100GS3 Evolve angolato (iPatch ready) p/n 360-IPR-1100A-E-GS3-2U-48 | 1 |  | 1271.37 | 1271.37
SX-PP6-760151167 | ) | 760151167 | SYSTIMAX - Modulo 6 porte Cat.6 U/UTP 360 Gigaspeed XL 1100GS3 Evolve (per pannelli 360-E-KIT) p/n 360-IPR-1100-GS3-DM6 | 1 |  | 136.665 | 136.665
Prese RJ45 Cat6 SYSTIMAX 360 GigaSPEED XL
SX-MJ6-700206725 | J | 700206725 | SYSTIMAX - Presa RJ45 Cat.6 U/UTP Gigaspeed XL serie MGS400 -bianca- p/n MGS400-262 | 1 |  | 19.44 | 19.44
SX-MJ6-700206667 | J | 700206667 | SYSTIMAX - Presa RJ45 Cat.6 U/UTP Gigaspeed XL serie MGS400 -nera- p/n MGS400-003 | 1 |  | 19.44 | 19.44
SX-MJ6-700206717 | J | 700206717 | SYSTIMAX - Presa RJ45 Cat.6 U/UTP Gigaspeed XL serie MGS400 -avorio- p/n MGS400-246 | 1 |  | 19.44 | 19.44
SX-MJ6-700206741 | ) | 700206741 | SYSTIMAX - Presa RJ45 Cat.6 U/UTP Gigaspeed XL serie MGS400 -rossa- p/n MGS400-317 | 10 |  | 19.44 | 19.44
SX-MJ6-700206709 | ) | 700206709 | SYSTIMAX - Presa RJ45 Cat.6 U/UTP Gigaspeed XL serie MGS400 -verde- p/n MGS400-226 | 10 |  | 19.44 | 19.44
SX-MJ6-700206758 | ) | 700206758 | SYSTIMAX - Presa RJ45 Cat.6 U/UTP Gigaspeed XL serie MGS400 -blu- p/n MGS400-318 | 10 |  | 19.44 | 19.44
SX-MJ6-700206691 | ) | 700206691 | SYSTIMAX - Presa RJ45 Cat.6 U/UTP Gigaspeed XL serie MGS400 -gialla- p/n MGS400-123 | 10 |  | 19.44 | 19.44
Bretelle di permutazione Cat6 SYSTIMAX 360 GigaSPEED XL GS8E
SX-PC6-CPC3392-08F003 | J | CPC3392-08F003 | SYSTIMAX - Bretella di permutazione Cat.6 U/UTP Gigaspeed XL LSZH 0,91m -bianca- p/n GS8E-L-WH-3FT | 1 |  | 12.18 | 12.18
SX-PC6-CPC3392-08F005 | J | CPC3392-08F005 | SYSTIMAX - Bretella di permutazione Cat.6 U/UTP Gigaspeed XL LSZH 1,52m -bianca- p/n GS8E-L-WH-5FT | 1 |  | 13.77 | 13.77
SX-PC6-CPC3392-08F007 | J | CPC3392-08F007 | SYSTIMAX - Bretella di permutazione Cat.6 U/UTP Gigaspeed XL LSZH 2,13m -bianca- p/n GS8E-L-WH-7FT | 1 |  | 15.36 | 15.36
SX-PC6-CPC3392-08F010 | J | CPC3392-08F010 | SYSTIMAX - Bretella di permutazione Cat.6 U/UTP Gigaspeed XL LSZH 3,05m -bianca- p/n GS8E-L-WH-10FT | 1 |  | 17.745 | 17.745
SX-PC6-CPC3392-08F016 | ) | CPC3392-08F016 | SYSTIMAX - Bretella di permutazione Cat.6 U/UTP Gigaspeed XL LSZH 4,88m -bianca- p/n GS8E-L-WH-16FT | 1 |  | 22.515 | 22.515
SX-PC6-CPC3392-08F020 | ) | CPC3392-08F020 | SYSTIMAX - Bretella di permutazione Cat.6 U/UTP Gigaspeed XL LSZH 6,09m -bianca- p/n GS8E-L-WH-20FT | 1 |  | 25.695 | 25.695
SX-PC6-CPC3392-03F003 | J | CPC3392-03F003 | SYSTIMAX - Bretella di permutazione Cat.6 U/UTP Gigaspeed XL LSZH 0,91m -grigio scuro- p/n GS8E-L-DG-3FT | 1 |  | 12.18 | 12.18
SX-PC6-CPC3392-03F005 | J | CPC3392-03F005 | SYSTIMAX - Bretella di permutazione Cat.6 U/UTP Gigaspeed XL LSZH 1,52m -grigio scuro- p/n GS8E-L-DG-5FT | 1 |  | 13.77 | 13.77
SX-PC6-CPC3392-03F007 | J | CPC3392-03F007 | SYSTIMAX - Bretella di permutazione Cat.6 U/UTP Gigaspeed XL LSZH 2,13m -grigio scuro- p/n GS8E-L-DG-7FT | 1 |  | 15.36 | 15.36
SX-PC6-CPC3392-03F010 | J | CPC3392-03F010 | SYSTIMAX - Bretella di permutazione Cat.6 U/UTP Gigaspeed XL LSZH 3,05m -grigio scuro- p/n GS8E-L-DG-10FT | 1 |  | 17.745 | 17.745
SX-PC6-CPC3392-03F015 | ) | CPC3392-03F015 | SYSTIMAX - Bretella di permutazione Cat.6 U/UTP Gigaspeed XL LSZH 4,57m -grigio scuro- p/n GS8E-L-DG- 15FT | 1 |  | 21.72 | 21.72
SX-PC6-CPC3392-03F016 | J | CPC3392-03F016 | SYSTIMAX - Bretella di permutazione Cat.6 U/UTP Gigaspeed XL LSZH 4,88m -grigio scuro- p/n GS8E-L-DG-16FT | 1 |  | 22.515 | 22.515
SX-PC6-CPC3392-03F020 | ) | CPC3392-03F020 | SYSTIMAX - Bretella di permutazione Cat.6 U/UTP Gigaspeed XL LSZH 6,09m -grigio scuro- p/n GS8E-L-DG-20FT | 1 |  | 25.695 | 25.695
Bretelle di permutazione Cat6 MiNO6 a diametro ridotto
AM-PC6-CO166S2-08F003 | ) | CO166S2-08F003 | COMMSCOPE - Bretella di permutazione Cat.6 U/UTP, diametro ridotto 28 AWG, LSZH 0,91m -bianca- p/n MINO6-WH-3F | 1 |  | 11.368 | 11.368
AM-PC6-CO166S2-08F005 | J | CO166S2-08F005 | COMMSCOPE - Bretella di permutazione Cat.6 U/UTP, diametro ridotto 28 AWG, LSZH 1,52m -bianca- p/n MINO6-WH-5FT | 1 |  | 12.852 | 12.852
AM-PC6-CO166S2-08F007 | J | CO166S2-08F007 | COMMSCOPE - Bretella di permutazione Cat.6 U/UTP, diametro ridotto 28 AWG, LSZH 2,13m -bianca- p/n MINO6-WH-7FT | 1 |  | 14.336 | 14.336
AM-PC6-CO166S2-08F010 | J | CO166S2-08F010 | COMMSCOPE - Bretella di permutazione Cat.6 U/UTP, diametro ridotto 28 AWG, LSZH 3,05m -bianca- p/n MINO6-WH-10FT | 1 |  | 16.562 | 16.562
SX-ACC-CO166S2-08M007 | K |  | COMMSCOPE - Bretella di permutazione Cat.6 U/UTP, diametro ridotto 28 AWG, LSZH 7,00m -bianca- p/n MINO6-WH-7M | 1 |  | 25.872 | 25.872
SX-ACC-CO166S2-08M010 | K |  | COMMSCOPE - Bretella di permutazione Cat.6 U/UTP, diametro ridotto 28 AWG, LSZH 10,00m -bianca- p/n MINO6-WH-10M | 1 |  | 33.04 | 33.04
Sistema Cat3
Cavi in Rame e prese Cat3
AM-CVR-999903050 | ) | 999903050 | COMMSCOPE - Cavo non schermato Cat.3, solido AWG 24, 25cp, LSZH, Eca, bobina 1000 m -grigio- p/n 3010B SLT C3 25/24 U/UTP RL 1000M | 1000 |  | 8.892 | 8.892
AM-CVR-999903060 | ) | 999903060 | COMMSCOPE - Cavo non schermato Cat.3, solido AWG 24, 50cp, LSZH, Eca, bobina 1000 m -grigio- p/n 3010B SLT C3 50/24 U/UTP RL 1000M | 1000 |  | 22.334 | 22.334
AM-CVR-999903070 | ) | 999903070 | COMMSCOPE - Cavo non schermato Cat.3, solido AWG 24, 100cp, LSZH, Eca, bobina 1000 m -grigio p/n 3010B SLT C3 100/24 U/UTP R1000 | 1000 |  | 39.637 | 39.637
SX-MJ3-107321721 | ) | 107321721 | COMMSCOPE - Presa RJ45 Cat.3 U/UTP -avorio- p/n M1BH-H-246 | 1 |  | 8.43 | 8.43
SX-MJ3-107321739 | ) | 107321739 | COMMSCOPE - Presa RJ45 Cat. 3 U/UTP -bianca- p/n M1BH-H-262 | 1 |  | 8.595 | 8.595
Cavi alte prestazioni in conformità CPR
Sistema Cat7 e Cat7A S/FTP
SX-CVR-760159988 | ) | 760159988 | SYSTIMAX - Cavo Cat. 7 S/FTP 23AWG Dca bianco (reel 500m) p/n 3297B WH 4/23 R1640 | 500 |  | Richiedere | #VALUE!
SX-CVR-760131268 | ) | 760131268 | SYSTIMAX - Cavo Cat. 7A S/FTP 23AWG Dca bianco (reel 500m) p/n 3298A WH 4/23 R1640 | 500 |  | Richiedere | #VALUE!
Sistema 110XC
Connecting Block e patch cords
SX-PC6-CPC8392-08F003 | ) | CPC8392-08F003 | SYSTIMAX - Bretella di permutazione XC/RJ45 Cat. 6 LSZH -bianca- 0,914 m p/n 119P8GS-L-WH | 1 |  | 20.655 | 20.655
SX-PC6-CPC8392-08F007 | ) | CPC8392-08F007 | SYSTIMAX - Bretella di permutazione XC/RJ45 Cat. 6 LSZH -bianca- 2,13 m p/n 119P8GS-L-WH | 1 |  | 24.075 | 24.075
SX-PC6-CPC8392-08F010 | ) | CPC8392-08F010 | SYSTIMAX - Bretella di permutazione XC/RJ45 Cat. 6 LSZH -bianca- 3,048 m p/n 119P8GS-L-WH | 1 |  | 26.64 | 26.64
Pannelli di permutazione scarichi SYSTIMAX 360 GigaSPEED X10D
SX-PP-760155739 | ) | 760155739 | SYSTIMAX - Pannello scarico U/UTP 360 Gigaspeed X10D e XL Evolve (GS6 e GS3), 1U, 4 posizioni p/n 360-1100-E-KIT-1U | 1 |  | 172.14 | 172.14
SX-PP-760155747 | ) | 760155747 | SYSTIMAX - Pannello scarico U/UTP 360 Gigaspeed X10D e XL Evolve (GS6 e GS3), 2U, 8 posizioni p/n 360-1100-E-KIT-2U | 1 |  | 274.08 | 274.08
SX-PP-760152785 | ) | 760152785 | SYSTIMAX - Pannello scarico U/UTP 360 Gigaspeed X10D e XL Evolve (GS6 e GS3), 1U, 4 posizioni, angolato p/n 360-A-E-KIT-1U | 1 |  | 180.78 | 180.78
SX-PP-760152793 | ) | 760152793 | SYSTIMAX - Pannello scarico U/UTP 360 Gigaspeed X10D e XL Evolve (GS6 e GS3), 2U, 8 posizioni, angolato p/n 360-A-E-KIT-2U | 1 |  | 287.82 | 287.82
Pannelli di permutazione scarichi U/UTP
SX-PP-760184507 | J | 760184507 | SYSTIMAX - Pannello 24 porte 1U scarico Fleximax UTP -nero- p/n FLEXIMAX PANEL EMEA | 1 |  | 59.22 | 59.22
SX-PP-760207274 | ) | 760207274 | SYSTIMAX - Pannello 24 porte 1U scarico M-series UTP -nero- p/n CPP-UDDM-M-1U-24 | 1 |  | 53.475 | 53.475
Pannelli di permutazione scarichi SYSTIMAX 360
SX-PP-760187187 | J | 760187187 | SYSTIMAX - Pannello di permutazione 24 porte 1U scarico 360 Evolve 1U p/n 360-E-MOD-1U-24 | 1 |  | 141.72 | 141.72
SX-PP-760187195 | ) | 760187195 | SYSTIMAX - Pannello di permutazione 48 porte 2U scarico360 Evolve 2U p/n 360-E-MOD-2U-48 | 1 |  | 247.17 | 247.17
SX-PP-760187203 | ) | 760187203 | SYSTIMAX - Pannello di permutazione 24 porte 360 Evolve, angolato, 1U scarico p/n 360-E-ANG-MOD-1U-24 | 1 |  | 167.265 | 167.265
SX-PP-760187211 | ) | 760187211 | SYSTIMAX - Pannello di permutazione 48 porte 360 Evolve, angolato 2U scarico p/n 360-E-ANG-MOD-2U-48 | 1 |  | 291.735 | 291.735
SX-PP-760187179 | ) | 760187179 | SYSTIMAX - Adattatore pannello 360 Evolve, 6-porte per prese M-series (4 pz) p/n 360 Evolve M-Series Bezel | 1 |  | 47.535 | 47.535
Cavi in fibra ottica
Cavi ottici tight di distribuzione da interno LSZH
SX-CVF-760241762 | L | 760241762 | COMMSCOPE - Cavo ottico Lazrspeed 550, 12 FO tight OM4, distrib. da interno, Cca s1a d1 a1 LSZH -aqua- p/n N-012-DS-5K-FSUAQ/C | 1 | PROMO | 10.017 | 10.017
Cavi ottici Interno/Esterno, Loose Tube, Non-Armati, dielettrici LSZH
SX-CVF-760091835 | L | 760091835 | COMMSCOPE - Cavo ottico Lazrspeed 300, 12 FO OM3, int/ext, loose tube, gel filled, Eca LSZH -nero- p/n Z-012-LN-5L-F12BK/20G/E | 1 | PROMO | 7.6916 | 7.6916
Cavi ottici Interno/Esterno, Loose Tube, Non-Armati, LSZH All-Dielectric Arid-Core
SX-CVF-760083329 | ) | 760083329 | COMMSCOPE - Cavo ottico Teraspeed, 24 FO OS2 ZWP, int/ext, tot. dielettico, Dca s2 d1 a1 LSZH nero- p/n Z-024-DN-8W-F12BK/D | 499.872 |  | 5.6323 | 5.6323
SX-CVF-760103457 | ) | 760103457 | COMMSCOPE - Cavo ottico Lazrspeed 550, 24 FO OM4, int/ext, tot. dielettico, Dca s2 d1 a1 LSZH nero- p/n Z-024-DN-5K-F12BK/D | 499.872 |  | 17.3437 | 17.3437
Cavi ottici Interno/Esterno, Loose Tube, Gel free, Armati metallici, Cca LSZH, elevata resistenza alla trazione
SX-CVF-760218529 | ) | 760218529 | COMMSCOPE - Cavo ottico Lazrspeed 550, 12 FO OM4, int/ext arm. met. loose, Cca s1b d2 a1 LSZH -nero- p/n Z-012-LA-5K-F12BK/25D/C | 500 |  | Richiedere | #VALUE!
SX-CVF-760239011 | ) | 760239011 | COMMSCOPE - Cavo ottico Lazrspeed 550, 24 FO OM4, int/ext arm. met. loose, Cca s1b d2 a1 LSZH -nero- p/n Z-024-LA-5K-F12BK/25D/C | 500 |  | Richiedere | #VALUE!
SX-CVF-760154963 | ) | 760154963 | COMMSCOPE - Cavo ottico Teraspeed, 12 FO OS2 ZWP, int/ext, arm. met. loose, Cca s1b d2 a1 LSZH nero- p/n Z-012-LA-8W-F12BK/25D/C | 500 |  | Richiedere | #VALUE!
SX-CVF-760154971 | ) | 760154971 | COMMSCOPE - Cavo ottico Teraspeed, 24 FO OS2 ZWP, int/ext, arm. met. loose, Cca s1b d2 a1 LSZH nero- p/n Z-024-LA-8W-F12BK/25D/C | 500 |  | Richiedere | #VALUE!
SX-CVF-760154997 | ) | 760154997 | COMMSCOPE - Cavo ottico Teraspeed, 48 FO OS2 ZWP, int/ext, arm. met. loose, Cca s1b d2 a1 LSZH nero- p/n Z-048-LA-8W-F12BK/25D/C | 500 |  | Richiedere | #VALUE!
Cassetti ottici
Cassetti ottici Modulari per sistema SYSTIMAX 360G2
SX-FPP-760193771 | J | 760193771 | COMMSCOPE - Cassetto ottico 360G2 Modular 19" 1U estraibile (iPatch ready) 4 pos. x moduli 360G2/360DM/360DP p/n 360G2-1U-MOD-SD | 1 |  | 354.33 | 354.33
SX-FPP-760193854 | ) | 760193854 | COMMSCOPE - Cassetto ottico 360G2 Modular 19" 2U estraibile (iPatch ready) 8 pos. x moduli 360G2/360DM/360DP p/n 360G2-2U-MOD-SD | 1 |  | 421.83 | 421.83
SX-FPP-760234738 | ) | 760234738 | COMMSCOPE - Cassetto ottico SD senza pannello frontale 19" 1U -fisso p/n SD-1U-UP-FX | 1 | NEW | Richiedere | #VALUE!
SX-FPP-760232470 | ) | 760232470 | COMMSCOPE - Pannello frontale per cassetto SD scarico, accetta 24 bussole SC duplex p/n SD-1U-24SC-DPLX-EMT | 1 | NEW | Richiedere | #VALUE!
SX-FPP-760232496 | ) | 760232496 | COMMSCOPE - Pannello frontale per cassetto SD scarico, accetta 24 bussole LC duplex p/n SD-1U-24LC-DPLX-EMT | 1 | NEW | Richiedere | #VALUE!
SX-FPP-760193839 | L | 760193839 | COMMSCOPE - Cassetto ottico 360G2 senza pannello frontale 19" 1U - estraibile p/n 360G2-1U-UP-SD | 1 |  | 195.384 | 195.384
SX-FPP-760193821 | L | 760193821 | COMMSCOPE - Cassetto ottico 360G2 senza pannello frontale 19" 1U -fisso p/n 360G2-1U-UP-FX | 1 |  | 186.4065 | 186.4065
SX-FPP-760033845 | K | 760033845 | COMMSCOPE - Pannello frontale per cassetto 600G2 scarico, accetta 24 bussole LC duplex p/n G2-1U-24LC-DPLX-EMT (JR/SR) | 1 |  | 24.297 | 24.297
SX-FPP-760033860 | L | 760033860 | COMMSCOPE - Pannello frontale per cassetto 600G2 scarico, accetta 24 bussole SC duplex p/n G2-1U-24SC-DPLX-EMT | 1 |  | 24.3705 | 24.3705
SX-FPP-760227306 | ) | 760227306 | COMMSCOPE - Cassetto ottico ultra density 19" 2U estraibile accetta 12 moduli 360DM o 360DP p/n UD-2U | 1 |  | 1176.975 | 1176.975
SX-FPP-760193755 | ) | 760193755 | COMMSCOPE - Pannello ottico 19'' 1U fisso, accetta 4 moduli 360DM o 360DP p/n 360MP-1U-PANEL | 1 |  | 283.08 | 283.08
SX-FPP-760193920 | ) | 760193920 | COMMSCOPE - Pannello ottico 19" 2U fisso, accetta 8 moduli 360DM o 360DP p/n 360MP-2U-PANEL | 1 |  | 422.985 | 422.985
Cassetti ottici Modulari sistema AGILE per moduli G2 e adapter pack
AM-FPP-760193938 | J | 760193938 | COMMSCOPE - Frontale di gestione delle permutazioni per pannello ottico Agile 19'' 1U dritto p/n AGL-1U-TROUGH | 1 |  | 92.792 | 92.792
AM-FPP-760241517 | ) | 760241517 | COMMSCOPE - Pannello ottico Agile aperto 19'' 1U fisso, accetta 4 moduli G2 p/n AGL-1U-FX | 1 |  | 94.71 | 94.71
AM-FPP-760242453 | J | 760242453 | COMMSCOPE - Pannello ottico Agile aperto 19'' 1U scorrevole, accetta 4 moduli G2 p/n AGL-1U-SL | 1 |  | 161.896 | 161.896
AM-FPP-760242475 | ) | 760242475 | COMMSCOPE - Cassetto ottico Agile con coperchio trasparente 19'' 1U fisso, accetta 4 moduli G2 p/n AGL-1U-ENC-FX | 1 |  | 157.836 | 157.836
AM-FPP-760242476 | J | 760242476 | COMMSCOPE - Cassetto ottico Agile con coperchio trasparente 19'' 1U scorrevole, accetta 4 moduli G2 p/n AGL-1U-ENC-SL | 1 |  | 226.646 | 226.646
AM-FPP-760242455 | ) | 760242455 | COMMSCOPE - Cassetto ottico Agile con coperchio metallico 19'' 1U scorrevole, accetta 4 moduli G2 p/n AGL-1U-DRW-SL | 1 |  | 202.37 | 202.37
AM-FPP-760241518 | ) | 760241518 | COMMSCOPE - Pannello ottico Agile aperto inclinato 19'' 1U fisso, accetta 4 moduli G2 p/nAGL-1U-ANG-FX | 1 |  | 107.324 | 107.324
AM-FPP-760242454 | J | 760242454 | COMMSCOPE - Pannello ottico Agile aperto inclinato 19'' 1U scorrevole, accetta 4 moduli G2 p/nAGL-1U-ANG-SL | 1 |  | 178.08 | 178.08
AM-FPP-760241378 | J | 760241378 | COMMSCOPE - Vassoio portagiunti per 48 giunti di tipo SMOUV p/n AGL-SPLICE-48 | 1 |  | 43.12 | 43.12
SX-FPP-760032110 | ) | 760032110 | SYSTIMAX - Modulo adattatore G2 multimediale per 4 prese RJ45 serie M | 1 |  | 25.44 | 25.44
Cassetti ottici Modulari sistema High Density Solution (HD)
AM-FPP-760231506 | ) | 760231506 | COMMSCOPE - Cassetto ottico high density 1U estraibile 4 pos. x moduli 360G2/360DM/360DP e giunzioni p/n HD-1U-SP | 1 |  | 445.2 | 445.2
AM-FPP-760231514 | ) | 760231514 | COMMSCOPE - Cassetto ottico high density 2U estraibile 8 pos. x moduli 360G2/360DM/360DP e giunzioni p/n HD-2U-SP | 1 |  | 604.184 | 604.184
AM-FPP-760209940 | ) | 760209940 | COMMSCOPE - Cassetto ottico high density 1U estraibile 4 pos. iPatch ready x moduli 360G2/360DM/360DP p/n HD-1U | 1 |  | 445.2 | 445.2
AM-FPP-760209957 | ) | 760209957 | COMMSCOPE - Cassetto ottico high density 2U estraibile 8 pos. iPatch ready x moduli 360G2/360DM/360DP p/n HD-2U | 1 |  | 604.184 | 604.184
Vassoio portagiunti per pannelli SYSTIMAX 360G2 e G2
SX-FPP-760039867 | J | 760039867 | COMMSCOPE - Kit vassoio 2 portagiunti a fusione (32 splices) RoloSplice per cassetti G2 p/n RS-2AF-16SF | 1 |  | 40.62 | 40.62
SX-FPP-760031856 | ) | 760031856 | COMMSCOPE - Kit vassoio 4 portagiunti a fusione (64 splices) RoloSplice per cassetti G2 p/n RS-4AF-16SF | 5 |  | 55.935 | 55.935
SX-FPP-760057075 | ) | 760057075 | COMMSCOPE - Kit vassoio 3 portagiunti a fusione (48 splices) a portafoglio per cassetti G2 4U p/n SW-03-FUS | 1 |  | 92.28 | 92.28
SX-FPP-760031054 | ) | 760031054 | COMMSCOPE - Kit vassoio 6 portagiunti a fusione (96 splices) a portafoglio per cassetti G2 4U p/n SW-6AF-16SF | 1 |  | 109.155 | 109.155
SX-FPP-760148502 | J | 760148502 | COMMSCOPE - Kit vassoio per cassetti 360G2 e G2 impilabile (48 splices) p/n 360-LP-STACK-SPT | 1 |  | 81.645 | 81.645
Adapter pack con bussole 360DP per sistema SYSTIMAX 360G2
SX-FAD-760230938 | J | 760230938 | COMMSCOPE - Modulo per cassetto 360G2 con 6 bussole LC dpx, OM4 Lazrspeed con sportello interno aqua p/n 360DPis-12LC-LS | 1 |  | 114.99 | 114.99
SX-FAD-760216754 | J | 760216754 | COMMSCOPE - Modulo per cassetto 360G2 con 12 bussole LC dpx, OM4 Lazrspeed con sportello interno aqua p/n 360DPis-24LC-LS | 1 |  | 242.445 | 242.445
SX-FAD-760230946 | J | 760230946 | COMMSCOPE - Modulo per cassetto 360G2 con 6 bussole LC dpx, OS2 Teraspeed con sportello interno blu p/n 360DPis-12LC-SM | 1 |  | 114.99 | 114.99
SX-FAD-760216762 | J | 760216762 | COMMSCOPE - Modulo per cassetto 360G2 con 12 bussole LC dpx, OS2 Teraspeed con sportello interno blu p/n 360DPis-24LC-SM | 1 |  | 242.445 | 242.445
SX-FAD-760115907 | L | 760115907 | COMMSCOPE - Modulo per cassetto 360DP 24 LC, OM3/4 Lazrspeed (iPatch Ready) aqua p/n 360DP-24LC-LS | 1 | PROMO | 227.22 | 227.22
SX-FAD-760134551 | ) | 760134551 | COMMSCOPE - Modulo per cassetto 360G2 con 6 bussole SC dpx, OM4 aqua p/n 360DP-12SC-LS | 1 |  | 114.99 | 114.99
SX-FAD-760135087 | ) | 760135087 | COMMSCOPE - Modulo per cassetto 360G2 con 6 bussole SC dpx, OS2 blu p/n 360DP-12SC-SM | 1 |  | 114.99 | 114.99
SX-FAD-760109462 | J | 760109462 | COMMSCOPE - Modulo ottico 360G2 cieco, confezione 4 pz. p/n 360G2 MOD-BLANK-4PK | 1 |  | 33.75 | 33.75
Cassette 360G2 con bussole e pigtail
AM-FPP-760245496 | ) | 760245496 | COMMSCOPE - Cassetta G2 con 6 porte SC dpx senza pigtails con cornici colorate aqua, blu, verde, lime p/n G2-SP-12SC | 1 |  | 293.9328 | 293.9328
AM-FPP-760245495 | ) | 760245495 | COMMSCOPE - Cassetta G2 con 6 porte LC dpx senza pigtails con cornici colorate aqua, blu, verde, lime p/n G2-SP-12LC | 1 |  | 293.9328 | 293.9328
AM-FPP-760245494 | ) | 760245494 | COMMSCOPE - Cassetta G2 con 12 porte LC dpx senza pigtails con cornici colorate aqua, blu, verde, lime p/n G2-SP-24LC | 1 |  | 391.7376 | 391.7376
AM-FPP-760245399 | ) | 760245399 | COMMSCOPE - Cassetta G2 con 6 porte LC dpx OM4 con pigtails, acqua p/n G2-SP-12LCX-PT | 1 |  | 528.984 | 528.984
AM-FPP-760245401 | ) | 760245401 | COMMSCOPE - Cassetta G2 con 6 porte LC dpx OS2 con pigtails, blu p/n G2-SP-12LCG-PT | 1 |  | 528.984 | 528.984
AM-FPP-760244927 | ) | 760244927 | COMMSCOPE - Cassetta G2 con 12 porte LC dpx OM4 con pigtails, acqua p/n G2-SP-24LCX-PT | 1 |  | 898.9344 | 898.9344
AM-FPP-760244929 | ) | 760244929 | COMMSCOPE - Cassetta G2 con 12 porte LC dpx OS2 con pigtails, blu p/n G2-SP-24LCG-PT | 1 |  | 898.9344 | 898.9344
Adapter pack con bussole 360DPiP per sistema SYSTIMAX 360G2 iPatch Ready
SX-FAD-760242975 | J | 760242975 | SYSTIMAX - Modulo per cassetto 360G2 con 6 bussole LC dpx, OM4 Lazrspeed, iPatch Ready aqua p/n 360DPiP-12LC-LS | 1 |  | 112.395 | 112.395
SX-FAD-760242979 | ) | 760242979 | SYSTIMAX - Modulo per cassetto 360G2 con 12 bussole LC dpx, OM4 Lazrspeed, iPatch Ready aqua p/n 360DPiP-24LC-LS | 1 |  | 242.445 | 242.445
SX-FAD-760242976 | ) | 760242976 | SYSTIMAX - Modulo per cassetto 360G2 con 6 bussole LC dpx, OS2 Teraspeed, iPatch Ready blu p/n 360DPiP-12LC-SM | 1 |  | 112.395 | 112.395
SX-FAD-760242980 | J | 760242980 | SYSTIMAX - Modulo per cassetto 360G2 con 12 bussole LC dpx, OS2 Teraspeed, iPatch Ready blu p/n 360DPiP-24LC-SM | 1 |  | 242.445 | 242.445
SX-FAD-760242978 | ) | 760242978 | SYSTIMAX - Modulo per cassetto 360G2 con 6 bussole LC APC dpx, OS2 Teraspeed, iPatch Ready verde p/n 360DPiP-12LCA-SM | 1 |  | 112.395 | 112.395
SX-FAD-760242982 | ) | 760242982 | SYSTIMAX - Modulo per cassetto 360G2 con 12 bussole LC APC dpx, OS2 Teraspeed iPatch Ready verde p/n 360DPiP-24LCA-SM | 1 |  | 242.445 | 242.445
Bussole
SX-FAD-700002215 | J | 700002215 | COMMSCOPE - Bussola Teraspeed LC duplex - SM blu p/n SFA-LC02-BL (JR/SR) | 1 |  | 19.83 | 19.83
SX-FAD-108622887 | J | 108622887 | COMMSCOPE - Bussola Lazrspeed LC duplex - MM aqua p/n MFA-LC02-AQ (JR/SR) | 1 |  | 11.025 | 11.025
SX-FAD-700004815 | ) | 700004815 | COMMSCOPE - Bussola Teraspeed SC duplex - SM blu p/n SFA-SC02-BL | 1 |  | 11.685 | 11.685
SX-FAD-108622895 | ) | 108622895 | COMMSCOPE - Bussola Lazrspeed SC duplex - MM aqua p/n MFA-SC02-AQ | 1 |  | 7.425 | 7.425
Bretelle ottiche TeraSPEED, OS2 (zero water peak singlemode fiber G.652.D, G.657.A1)
AM-FPL-FFWLCLC42JXF03 | ) | FFWLCLC42-JXF003 | COMMSCOPE - Bretella ottica Teraspeed LC-LC duplex OS2, LSZH, 1,6 mm zipcord, gialla, 0,91 m | 1 |  | 47.142 | 47.142
AM-FPL-FFWLCLC42JXF05 | ) | FFWLCLC42-JXF005 | COMMSCOPE - Bretella ottica Teraspeed LC-LC duplex OS2, LSZH, 1,6 mm zipcord, gialla, 1,52 m | 1 |  | 48.5055 | 48.5055
AM-FPL-FFWLCLC42JXF07 | J | FFWLCLC42-JXF007 | COMMSCOPE - Bretella ottica Teraspeed LC-LC duplex OS2, LSZH, 1,6 mm zipcord, gialla, 2,13 m | 1 |  | 49.8555 | 49.8555
AM-FPL-FFWLCLC42JXF10 | J | FFWLCLC42-JXF010 | COMMSCOPE - Bretella ottica Teraspeed LC-LC duplex OS2, LSZH, 1,6 mm zipcord, gialla, 3,05 m | 1 |  | 51.894 | 51.894
AM-FPL-FFWLCLC42JXF16 | ) | FFWLCLC42-JXF016 | COMMSCOPE - Bretella ottica Teraspeed LC-LC duplex OS2, LSZH, 1,6 mm zipcord, gialla, 4,88 m | 1 |  | 55.9575 | 55.9575
AM-FPL-FFWLCSC42JXF03 | ) | FFWLCSC42-JXF003 | COMMSCOPE - Bretella ottica Teraspeed LC-SC duplex OS2, LSZH, 1,6 mm zipcord, gialla, 0,91 m | 1 |  | 49.4235 | 49.4235
AM-FPL-FFWLCSC42JXF05 | ) | FFWLCSC42-JXF005 | COMMSCOPE - Bretella ottica Teraspeed LC-SC duplex OS2, LSZH, 1,6 mm zipcord, gialla, 1,52 m | 1 |  | 50.7735 | 50.7735
AM-FPL-FFWLCSC42JXF07 | J | FFWLCSC42-JXF007 | COMMSCOPE - Bretella ottica Teraspeed LC-SC duplex OS2, LSZH, 1,6 mm zipcord, gialla, 2,13 m | 1 |  | 52.1235 | 52.1235
AM-FPL-FFWLCSC42JXF10 | J | FFWLCSC42-JXF010 | COMMSCOPE - Bretella ottica Teraspeed LC-SC duplex OS2, LSZH, 1,6 mm zipcord, gialla, 3,05 m | 1 |  | 54.1755 | 54.1755
AM-FPL-FFWLCSC42JXF16 | ) | FFWLCSC42-JXF016 | COMMSCOPE - Bretella ottica Teraspeed LC-SC duplex OS2, LSZH, 1,6 mm zipcord, gialla, 4,88 m | 1 |  | 58.1985 | 58.1985
AM-FPS-FFWSCSC42JXF03 | J | FFWSCSC42-JXF003 | COMMSCOPE - Bretella ottica Teraspeed SC-SC duplex OS2, LSZH, 1,6 mm zipcord, gialla, 0,91 m | 1 |  | 51.732 | 51.732
AM-FPS-FFWSCSC42JXF05 | ) | FFWSCSC42-JXF005 | COMMSCOPE - Bretella ottica Teraspeed SC-SC duplex OS2, LSZH, 1,6 mm zipcord, gialla, 1,52 m | 1 |  | 53.082 | 53.082
AM-FPS-FFWSCSC42JXF07 | ) | FFWSCSC42-JXF007 | COMMSCOPE - Bretella ottica Teraspeed SC-SC duplex OS2, LSZH, 1,6 mm zipcord, gialla, 2,13 m | 1 |  | 54.432 | 54.432
AM-FPS-FFWSCSC42JXF10 | ) | FFWSCSC42-JXF010 | COMMSCOPE - Bretella ottica Teraspeed SC-SC duplex OS2, LSZH, 1,6 mm zipcord, gialla, 3,05 m | 1 |  | 56.484 | 56.484
AM-FPS-FFWSCSC42JXF16 | ) | FFWSCSC42-JXF016 | COMMSCOPE - Bretella ottica Teraspeed SC-SC duplex OS2, LSZH, 1,6 mm zipcord, gialla, 4,88 m | 1 |  | 60.507 | 60.507
Bretelle ottiche LazrSPEED 550, OM4
SX-FPL-FFXLCLC42MXF07 | L | FFXLCLC42-MXF007 | COMMSCOPE - Bretella ottica Lazrspeed 550 LC/LC duplex OM4, LSZH, 1,6 mm zipcord aqua, LSZH, 2,13 m p/n FFXLCLC42-MX | 1 |  | 60.66 | 60.66
SX-FPL-FFXLCLC42MXF10 | L | FFXLCLC42-MXF010 | COMMSCOPE - Bretella ottica Lazrspeed 550 LC/LC duplex OM4, LSZH, 1,6 mm zipcord aqua, LSZH, 3,05 m p/n FFXLCLC42-MX | 1 |  | 65.175 | 65.175
SX-FPL-FFXLCLC42MXF16 | L | FFXLCLC42-MXF016 | COMMSCOPE - Bretella ottica Lazrspeed 550 LC/LC duplex OM4, LSZH, 1,6 mm zipcord aqua, LSZH, 4,88 m p/n FFXLCLC42-MX | 1 |  | 74.22 | 74.22
SX-FPL-FFXLCSC42MXF07 | L | FFXLCSC42-MXF007 | COMMSCOPE - Bretella ottica Lazrspeed 550 LC/SC duplex OM4, LSZH, 1,6 mm zipcord aqua, LSZH, 2,13 m p/n FFXLCSC42-MX | 1 |  | 64.095 | 64.095
Bretelle ottiche LazrSPEED 550, OM4
AM-FPL-FFXLCLC42MXF03 | ) | FFXLCLC42-MXF003 | COMMSCOPE - Bretella ottica Lazrspeed 550 LC-LC duplex OM4, LSZH, 1,6 mm zipcord, aqua, 0,91 m | 1 |  | 49.1805 | 49.1805
AM-FPL-FFXLCLC42MXF05 | J | FFXLCLC42-MXF005 | COMMSCOPE - Bretella ottica Lazrspeed 550 LC-LC duplex OM4, LSZH, 1,6 mm zipcord, aqua, 1,52 m | 1 |  | 51.894 | 51.894
AM-FPL-FFXLCLC42MXF07 | J | FFXLCLC42-MXF007 | COMMSCOPE - Bretella ottica Lazrspeed 550 LC-LC duplex OM4, LSZH, 1,6 mm zipcord, aqua, 2,13 m | 1 |  | 54.594 | 54.594
AM-FPL-FFXLCLC42MXF10 | J | FFXLCLC42-MXF010 | COMMSCOPE - Bretella ottica Lazrspeed 550 LC-LC duplex OM4, LSZH, 1,6 mm zipcord, aqua, 3,05 m | 1 |  | 58.6575 | 58.6575
AM-FPL-FFXLCLC42MXF16 | ) | FFXLCLC42-MXF016 | COMMSCOPE - Bretella ottica Lazrspeed 550 LC-LC duplex OM4, LSZH, 1,6 mm zipcord, aqua, 4,88 m | 1 |  | 66.798 | 66.798
AM-FPL-FFXLCSC42MXF03 | ) | FFXLCSC42-MXF003 | COMMSCOPE - Bretella ottica Lazrspeed 550 LC-SC duplex OM4, LSZH, 1,6 mm zipcord, aqua, 0,91 m | 1 |  | 53.9595 | 53.9595
AM-FPL-FFXLCSC42MXF05 | ) | FFXLCSC42-MXF005 | COMMSCOPE - Bretella ottica Lazrspeed 550 LC-SC duplex OM4, LSZH, 1,6 mm zipcord, aqua, 1,52 m | 1 |  | 56.6595 | 56.6595
AM-FPL-FFXLCSC42MXF07 | K | FFXLCSC42-MXF007 | COMMSCOPE - Bretella ottica Lazrspeed 550 LC-SC duplex OM4, LSZH, 1,6 mm zipcord, aqua, 2,13 m | 1 |  | 59.3595 | 59.3595
AM-FPL-FFXLCSC42MXF10 | ) | FFXLCSC42-MXF010 | COMMSCOPE - Bretella ottica Lazrspeed 550 LC-SC duplex OM4, LSZH, 1,6 mm zipcord, aqua, 3,05 m | 1 |  | 63.4635 | 63.4635
AM-FPL-FFXLCSC42MXF16 | ) | FFXLCSC42-MXF016 | COMMSCOPE - Bretella ottica Lazrspeed 550 LC-SC duplex OM4, LSZH, 1,6 mm zipcord, aqua, 4,88 m | 1 |  | 71.5095 | 71.5095
AM-FPS-FFXSCSC42MXF03 | ) | FFXSCSC42-MXF003 | COMMSCOPE - Bretella ottica Lazrspeed 550 SC-SC duplex OM4, LSZH, 1,6 mm zipcord, aqua, 0,91 m | 1 |  | 58.7655 | 58.7655
AM-FPS-FFXSCSC42MXF05 | ) | FFXSCSC42-MXF005 | COMMSCOPE - Bretella ottica Lazrspeed 550 SC-SC duplex OM4, LSZH, 1,6 mm zipcord, aqua, 1,52 m | 1 |  | 61.4655 | 61.4655
AM-FPS-FFXSCSC42MXF07 | ) | FFXSCSC42-MXF007 | COMMSCOPE - Bretella ottica Lazrspeed 550 SC-SC duplex OM4, LSZH, 1,6 mm zipcord, aqua, 2,13 m | 1 |  | 64.1655 | 64.1655
AM-FPS-FFXSCSC42MXF10 | K | FFXSCSC42-MXF010 | COMMSCOPE - Bretella ottica Lazrspeed 550 SC-SC duplex OM4, LSZH, 1,6 mm zipcord, aqua, 3,05 m | 1 |  | 68.2155 | 68.2155
AM-FPS-FFXSCSC42MXF16 | ) | FFXSCSC42-MXF016 | COMMSCOPE - Bretella ottica Lazrspeed 550 SC-SC duplex OM4, LSZH, 1,6 mm zipcord, aqua, 4,88 m | 1 |  | 76.3155 | 76.3155
Pigtail TeraSPEED, OS2 (zero water peak singlemode fiber G.652.D, G.657.A1)
SX-FPG-FBWLCUC11JXF05 | L | FBWLCUC11-JXF005 | COMMSCOPE - Pigtail Teraspeed LC OS2, 0,9 mm giallo, riser, 1,52 m p/n FBWLCUC11-JX | 1 |  | Richiedere | #VALUE!
AM-FPG-FBWLCUC11JXF05 | J | FBWLCUC11-JXF005 | COMMSCOPE - Pigtail Teraspeed LC OS2, LSZH, 0,9 mm reinforced tight buffered, giallo, 1,52 m | 1 |  | 13.44 | 13.44
AM-FPG-FBWSCUC11JXF05 | J | FBWSCUC11-JXF005 | COMMSCOPE - Pigtail Teraspeed SC OS2, LSZH, 0,9 mm reinforced tight buffered, giallo, 1,52 m | 1 |  | 14.644 | 14.644
AM-FPG-FAWLCUC01JXF05 | J | FAWLCUC01-JXF005 | COMMSCOPE - Pigtail Teraspeed LC OS2, 0,9 mm tight buffered, giallo, 1,52 m | 1 |  | 13.804 | 13.804
Pigtail LazrSPEED, OM4
SX-FPG-FBXSCUC11MXF05 | L | FBXSCUC11-MXF005 | COMMSCOPE - Pigtail Lazrspeed 550 SC OM4, 0,9 mm aqua, riser, 1,52 m p/n FBXSCUC11-MX | 1 |  | Richiedere | #VALUE!
AM-FPG-FBXLCUC11MXF05 | J | FBXLCUC11-MXF005 | COMMSCOPE - Pigtail Lazrspeed 550 LC OM4, LSZH, 0,9 mm reinforced tight buffered, aqua, 1,52 m | 1 |  | 15.204 | 15.204
AM-FPG-FBXSCUC11MXF05 | J | FBXSCUC11-MXF005 | COMMSCOPE - Pigtail Lazrspeed 550 SC OM4, LSZH, 0,9 mm reinforced tight buffered, aqua, 1,52 m | 1 |  | 17.696 | 17.696
AM-FPG-FAXLCUC01MXF05 | J | FAXLCUC01-MXF005 | COMMSCOPE - Pigtail Lazrspeed 550 LC OM4 0,9mm tight buffered, aqua, 1,52 m | 1 |  | 15.876 | 15.876
SYSTIMAX imVision Software & Controller
SX-ACC-760161380 | ) | 760161380 | SYSTIMAX - 360 imVision controller p/n 360-iMV-CNTRLR | 1 | PROMO | 2799.3 | 2799.3
SX-ACC-760237876 | ) | 760237876 | SYSTIMAX - imVision controller X p/n imV-CNTRL-X | 1 |  | 3783.33 | 3783.33
SX-ACC-760165621 | ) | 760165621 | SYSTIMAX - imVision system manager enterprise 1000 utenti -software- p/n im-SYS-MGR-ENT-1K | 1 |  | 9734.4 | 9734.4
SX-ACC-760111187 | ) | 760111187 | SYSTIMAX - imVision system manager enterprise 2000 utenti -software- p/n im-SYS-MGR-ENT-2K | 1 |  | 17521.92 | 17521.92
SX-ACC-760165639 | ) | 760165639 | SYSTIMAX - imVision system manager enterprise 5000 utenti-software- p/n im-SYS-MGR-ENT-5K | 1 |  | 29203.2 | 29203.2
SX-ACC-760111195 | ) | 760111195 | SYSTIMAX - imVision system manager enterprise 10000 utenti-software- p/n im-SYS-MGR-ENT-10K | 1 |  | 40884.48 | 40884.48
SX-ACC-760090068 | ) | 760090068 | SYSTIMAX - imVision system manager enterprise unlimited -software- p/n im-SYS-MGR-ENT-UNL | 1 |  | 61651.2 | 61651.2
Pannelli di permutazione iPatch Infrastructure Management in rame
SX-PP-760201137 | ) | 760201137 | SYSTIMAX - Pannello 24 porte Cat. 6 360 iPatch 1100GS3 Evolve U/UTP p/n 360-iP-1100-E-GS3-1U-24 | 1 |  | 696.675 | 696.675
SX-PP-760201111 | ) | 760201111 | SYSTIMAX - Pannello 48 porte Cat. 6 360 iPatch 1100GS3 Evolve U/UTP p/n 360-iP-1100-E-GS3-2U-48 | 1 |  | 1393.35 | 1393.35
SX-PP-760201145 | ) | 760201145 | SYSTIMAX - Pannello 24 porte Cat. 6A 360 iPatch 1100GS6 Evolve U/UTP p/n 360-iP-1100-E-GS6-1U-24 | 1 |  | 952.68 | 952.68
SX-PP-760201129 | ) | 760201129 | SYSTIMAX - Pannello 48 porte Cat. 6A 360 iPatch 1100GS6 Evolve U/UTP p/n 360-iP-1100-E-GS6-2U-48 | 1 |  | 1811.07 | 1811.07
SX-PP-760202556 | ) | 760202556 | SYSTIMAX - Pannello 24 porte Cat. 6A angolato 360 iPatch 1100GS6 Evolve U/UTP p/n 360-iP-1100A-E-GS6-1U-24 | 1 |  | 955.995 | 955.995
SX-PP-760202572 | ) | 760202572 | SYSTIMAX - Pannello 48 porte Cat. 6A angolato 360 iPatch 1100GS6 Evolve U/UTP p/n 360-iP-1100A-E-GS6-2U-48 | 1 |  | 1911.99 | 1911.99
SX-PP-760201178 | ) | 760201178 | SYSTIMAX - Pannello 24 porte 360 iPatch Evolve high density F/UTP p/n 360-iP-MFTP-E-HD6B-1U-24 | 1 |  | 1132.62 | 1132.62
SX-PP-760201186 | ) | 760201186 | SYSTIMAX - Pannello 48 porte 360 iPatch Evolve high density F/UTP p/n 360-iP-MFTP-E-HD6B-2U-48 | 1 |  | 2265.24 | 2265.24
SX-PP-760198747 | ) | 760198747 | SYSTIMAX - Upgrade Kit per pannelli Evolve 360 iPatch 24 porte, confezione da 10 pz. p/n 360-iP-UP-KIT-E-24 | 1 |  | 1501.275 | 1501.275
SX-PP-760198754 | ) | 760198754 | SYSTIMAX - Upgrade Kit per pannelli Evolve e Patchmax 360 iPatch, 2U, 48 porte, confezione da 5 pz. p/n 360-iP-UP-KIT-E+PMAX-48 | 1 |  | 1501.275 | 1501.275
SX-PP-760198762 | ) | 760198762 | SYSTIMAX - Upgrade Kit per pannelli Patchmax 360 iPatch, 2U, 24 porte, confezione da 10 pz. p/n 360-iP-UP-KIT-PMAX-2U-24 | 1 |  | 2502.39 | 2502.39
SX-PP-760201244 | ) | 760201244 | SYSTIMAX - Pannello 24 porte Cat. 6 Patchmax GS3 360 iPatch U/UTP p/n 360-iP-PMAX-GS3-24 | 1 |  | 759.75 | 759.75
SX-PP-760201210 | ) | 760201210 | SYSTIMAX - Pannello 48 porte Cat. 6 Patchmax GS3 360 iPatch U/UTP p/n 360-iP-PMAX-GS3-48 | 1 |  | 1520.91 | 1520.91
SX-PP-760201269 | ) | 760201269 | SYSTIMAX - Pannello 24 porte Cat. 6A Patchmax GS6 360 iPatch U/UTP p/n 360-iP-PMAX-GS6-24 | 1 |  | 988.23 | 988.23
SX-PP-760201236 | ) | 760201236 | SYSTIMAX - Pannello 48 porte Cat. 6A Patchmax GS6 360 iPatch U/UTP p/n 360-iP-PMAX-GS6-48 | 1 |  | 1977.87 | 1977.87
SX-PP-760201152 | ) | 760201152 | SYSTIMAX - Pannello 24 porte scarico 360 iPatch 1100 Evolve p/n 360-iP-1100-E-1U-BLANK | 1 |  | 319.605 | 319.605
SX-PP-760201160 | ) | 760201160 | SYSTIMAX - Pannello 48 porte scarico 360 iPatch 1100 Evolve p/n 360-iP-1100-E-2U-BLANK | 1 |  | 597.15 | 597.15
SX-PP-760073866 | ) | 760073866 | SYSTIMAX - Pannello 24 porte scarico 360 iPatch M4200i p/n iP-M4200i-24 | 1 |  | 379.725 | 379.725
SX-PP-760201194 | ) | 760201194 | SYSTIMAX - Pannello 24 porte scarico 360 iPatch FTP Evolve p/n 360-iP-MFTP-E-1U-BLANK | 1 |  | 400.905 | 400.905
SX-PP-760201202 | ) | 760201202 | SYSTIMAX - Pannello 48 porte scarico 360 iPatch FTP Evolve p/n 360-iP-MFTP-E-2U-BLANK | 1 |  | 796.2 | 796.2
Pannelli di permutazione iPatch Infrastructure Management in fibra
SX-FPP-760193789 | ) | 760193789 | SYSTIMAX - Cassetto ottico 360 iPatch G2, 1U 24 porte LC precaricato, fisso p/n 360-iP-G2-1U-LC-FX | 1 |  | 894.315 | 894.315
SX-FPP-760193797 | ) | 760193797 | SYSTIMAX - Cassetto ottico 360 iPatch G2, 1U 24 porte LC precaricato, scorrevole p/n 360-iP-G2-1U-LC-SD | 1 |  | 944.775 | 944.775
SX-FPP-760105148 | ) | 760105148 | SYSTIMAX - Upgrade kit 360 iPatch per cassetti LC 24 porte 360G2-1U-MOD, confezione 5 pz. p/n 360-iP-UP-KIT-G2-LC - 5pk | 1 |  | 1974.135 | 1974.135
SX-FPP-760168443 | ) | 760168443 | SYSTIMAX - Upgrade kit 360 iPatch per cassetti LC 48 porte 360G2-1U-MOD confezione 5 pz. p/n 360G2-iP-96F-LC-SD-KIT - 5pk | 1 |  | 4264.14 | 4264.14
SX-FPP-760168419 | ) | 760168419 | SYSTIMAX - Cassetto ottico 360 iPatch G2 precaricato, 1U 48 porte LC, scorrevole p/n 360G2-iP-1U-96F-LC-DP-SD | 1 |  | 1813.305 | 1813.305
SX-FPP-760188326 | ) | 760188326 | SYSTIMAX - Cassetto ottico 360 iPatch G2, InstaPatch Teraspeed 1U 48 porte LC, scorrevole p/n 360G2-iP-1U-96F-LC-DM-TS-SD | 1 |  | 8460.99 | 8460.99
SX-FPP-760168435 | ) | 760168435 | SYSTIMAX - Cassetto ottico 360 iPatch G2, InstaPatch Lazrspeed 1U 48 porte LC, scorrevole p/n 360G2-iP-1U-96F-LC-DM-LS-SD | 1 |  | 6691.41 | 6691.41
SX-FPP-760188359 | ) | 760188359 | SYSTIMAX - Cassetto ottico 360 iPatch G2, InstaPatch Teraspeed 1U 48 porte LC, UHD fisso p/n 360G2-iP-1U-96F-LC-DM-TS-UHD | 1 |  | 8932.59 | 8932.59
SX-FPP-760188342 | ) | 760188342 | SYSTIMAX - Cassetto ottico 360 iPatch G2, InstaPatch Lazrspeed 1U 48 porte LC, UHD fisso p/n 360G2-iP-1U-96F-LC-DM-LS-UHD | 1 |  | 7247.07 | 7247.07
SX-FPP-760188375 | ) | 760188375 | SYSTIMAX - Cassetto ottico 360 iPatch G2 precaricato, 2U 96 porte LC, scorrevole p/n 360G2-iP-2U-192F-LC-DP-SD | 1 |  | 3391.125 | 3391.125
SX-FPP-760188391 | ) | 760188391 | SYSTIMAX - Cassetto ottico 360 iPatch G2, InstaPatch Teraspeed 1U 96 porte LC, scorrevole p/n 360G2-iP 2U 192F LC DM TS SD | 1 |  | 16686.48 | 16686.48
SX-FPP-760188383 | ) | 760188383 | SYSTIMAX - Cassetto ottico 360 iPatch G2, InstaPatch Lazrspeed 1U 96 porte LC, scorrevole p/n 360G2-iP 2U 192F LC DM LS SD | 1 |  | 13147.05 | 13147.05
SX-FPP-760188425 | ) | 760188425 | SYSTIMAX - Cassetto ottico 360 iPatch G2, InstaPatch Teraspeed 1U 96 porte LC, UHD fisso p/n 360G2-iP 2U 288F LC DM TS UHD | 1 |  | 18217.185 | 18217.185
SX-FPP-760188417 | ) | 760188417 | SYSTIMAX - Cassetto ottico 360 iPatch G2, InstaPatch Lazrspeed 1U 96 porte LC, UHD fisso p/n 360G2-iP 2U 288F LC DM LS UHD | 1 |  | 14677.755 | 14677.755
SX-FPP-760217414 | ) | 760217414 | SYSTIMAX - Cassetto ottico high density iPatch 1U estraibile 96F-LC Lazrspeed p/n HD-iP-1U-96F-LC-DM-LS-SD | 1 |  | 6654.405 | 6654.405
SX-FPP-760217422 | ) | 760217422 | SYSTIMAX - Cassetto ottico high density iPatch 1U estraibile 96F-LC Lazrspeed p/n HD-iP-1U-96F-LC-DM-TS-SD | 1 |  | 8350.245 | 8350.245
SX-FPP-760217448 | ) | 760217448 | SYSTIMAX - Cassetto ottico high density iPatch 2U estraibile 192F-LC Lazrspeed p/n HD-iP-2U-192F-LC-DM-LS-SD | 1 |  | 13580.745 | 13580.745
SX-FPP-760217455 | ) | 760217455 | SYSTIMAX - Cassetto ottico high density iPatch 2U estraibile 192F-LC Lazrspeed p/n HD-iP-2U-192F-LC-DM-TS-SD | 1 |  | 16972.44 | 16972.44
Gestione delle permutazioni
SX-ACC-760072942 | ) | 760072942 | COMMSCOPE - Passacavi orizzontale, kit di gestione retrocessa, 1U, lato singolo p/n HTK-19-SS-1U | 1 |  | 83.07 | 83.07
SX-ACC-760072959 | ) | 760072959 | COMMSCOPE - Passacavi orizzontale, kit di gestione retrocessa, 2U, lato singolo p/n HTK-19-SS-2U | 1 |  | 93.435 | 93.435
SX-ACC-760072967 | ) | 760072967 | COMMSCOPE - Passacavi orizzontale, kit di gestione retrocessa, 3U, lato singolo p/n HTK-19-SS-3U | 1 |  | 124.995 | 124.995
SX-ACC-760038240 | J | 760038240 | COMMSCOPE - Passacavi orizzontale, 1U p/n HCM-19-SS-1U-EMEA | 1 |  | 29.34 | 29.34
SX-ACC-760038257 | ) | 760038257 | COMMSCOPE - Passacavi orizzontale, 2U p/n HCM-19-SS-2U-EMEA | 1 |  | 32.88 | 32.88
Sistema InstaPATCH in fibra ottica
Moduli ottici InstaPATCH 360DM
SX-FPP-760206540 | ) | 760206540 | COMMSCOPE - Modulo ottico G2, 2MPO/M-24LC OS2 con sportello interno (12 porte duplex) p/n 360DMis-24LC-SM | 1 |  | 974.625 | 974.625
SX-FPP-760224089 | ) | 760224089 | COMMSCOPE - Modulo ottico G2, 1MPO/M-12LC OS2 con sportello interno (6 porte duplex) p/n 360DMis-12LC-SM | 1 |  | 575.805 | 575.805
SX-FPP-760109975 | ) | 760109975 | COMMSCOPE - Modulo ottico G2, 1MPO/M-12SC OS2 (6 porte duplex) p/n 360DM-12SC-SM | 1 |  | 575.805 | 575.805
SX-FPP-760206532 | ) | 760206532 | COMMSCOPE - Modulo ottico G2, 2MPO/M-24LC OM4 con sportello interno (12 porte duplex) p/n 360DMis-24LC-LS | 1 |  | 910.905 | 910.905
SX-FPP-760224071 | ) | 760224071 | COMMSCOPE - Modulo ottico G2, 1MPO/M-12LC OM4 con sportello interno (6 porte duplex) p/n 360DMis-12LC-LS | 1 |  | 538.05 | 538.05
SX-FPP-760109967 | ) | 760109967 | COMMSCOPE - Modulo ottico G2, 1MPO/M-12 SC (6 porte duplex) p/n 360DM-12SC-LS | 1 |  | 538.05 | 538.05
SX-FPP-760217950 | ) | 760217950 | COMMSCOPE - Modulo ottico G2, 2MPO/M-24LC OM5 con sportello interno (12 porte duplex) p/n 360DMis-24LC-WB | 1 |  | 958.095 | 958.095
SX-FPP-760224113 | ) | 760224113 | COMMSCOPE - Modulo ottico G2, 1MPO/M-12LC OM5 con sportello interno (6 porte duplex) p/n 360DMis-12LC-WB | 1 |  | 566.355 | 566.355
Pannelli di permutazione iPatch Infrastructure Management per InstaPATCH
SX-FPP-760193813 | ) | 760193813 | SYSTIMAX - Cassetto ottico 360 iPatch G2, 1U con 4 moduli Teraspeed InstaPatch 360 (24 porte LC duplex) p/n 360-iP-INSTA-LC-4TS | 1 |  | 4979.025 | 4979.025
SX-FPP-760193805 | ) | 760193805 | SYSTIMAX - Cassetto ottico 360 iPatch G2, 1U con 4 moduli Lazrspeed InstaPatch 360 (24 porte LC duplex) p/n 360-iP-INSTA-LC-4LS | 1 |  | 3661.38 | 3661.38
SX-FPP-760169144 | ) | 760169144 | SYSTIMAX - Cassetto ottico 360 iPatch G2, 1U con 32 porte MPO, scorrevole p/n 360G2-iP 1U 32 MPO DP SD | 1 |  | 1806.855 | 1806.855
SX-FPP-760169177 | ) | 760169177 | SYSTIMAX - Cassetto ottico 360 iPatch G2, 1U con 32 porte MPO, fisso UHD p/n 360G2-iP 1U 32 MPO DP UHD | 1 |  | 2361.675 | 2361.675

## Panduit
Listino Giugno22 |  |  | WWW.COMPASSTECH.IT
Indice
PANDUIT
Cod. Compass |  | Cod. Vendor | Descrizione | MOQ |  | End-User | Netto
Sistema di cablaggio Stutturato PanNet
Categoria 5e PanNet
Cavo PanNet Cat5e
PA-CVR-PUL5504WH-EY | ) | PUL5504WH-EY | PANDUIT - Cavo PanNet Cat5e U/UTP LSZH AWG 24 Classe Dca-s2-d2-a1 -bianco- box 305m | 305 |  | 0.98 | 0.98
Prese PanNet MiniCom Cat5e modulari RJ45 UTP e FTP
PA-MJ5-CJ5E88TGIW | ) | CJ5E88TGIW | PANDUIT - Presa PanNet MiniCom RJ45 UTP Cat5e bianca | 25 |  | 9.52 | 9.52
PA-MJ5-CJ5E88TGBL | ) | CJ5E88TGBL | PANDUIT - Presa PanNet MiniCom RJ45 UTP Cat5e nera | 50 |  | 9.52 | 9.52
PA-MJ5-CJH5E88TGIW | ) | CJH5E88TGIW | PANDUIT - Presa PanNet MiniCom RJ45 UTP Cat5e bianca con sportello a molla | 10 |  | 10.49 | 10.49
PA-MJ5-CJH5E88TGBL | ) | CJH5E88TGBL | PANDUIT - Presa PanNet MiniCom RJ45 UTP Cat5e nera con sportello a molla | 10 |  | 10.49 | 10.49
PA-MJ5-CJS5E88TGY | ) | CJS5E88TGY | PANDUIT - Presa PanNet MiniCom RJ45 FTP Cat5e | 25 |  | 9.85 | 9.85
Pannelli di permutazione precaricati PanNet MiniCom Cat5e
PA-PP5-DP245E88TGY | ) | DP245E88TGY | PANDUIT - Pannello PanNet Cat5e UTP 24 porte RJ45 schema TIA 568A/B, terminazione 110 | 1 |  | 248.75 | 248.75
Categoria 6 PanNet
Cavo Cat6 PanNet
PA-CVR-PUW6C04WH-CE | ) | PUW6C04WH-CE | PANDUIT - Cavo PanNet Cat6 U/UTP LSFRZH AWG 24 Classe B2ca-s1a-d1-a1 -bianco- box 305m | 305 |  | 2.0399 | 2.0399
PA-CVR-PUY6C04WH-CE | L | PUY6C04WH-CE | PANDUIT - Cavo PanNet Cat6 U/UTP LSFRZH AWG 24 Classe Cca-s1a-d1-a1 -bianco- box 305m | 305 | PROMO | 0.82083 | 0.82083
PA-CVR-PUY6C04WH-FE | J | PUY6C04WH-FE | PANDUIT - Cavo PanNet Cat6 U/UTP LSFRZH AWG 24 Classe Cca-s1a- d1-a1-bianco- box 305m | 305 |  | 1.5691 | 1.5691
PA-CVR-PUY6004WH-HE | J | PUY6004WH-HE | PANDUIT - Cavo PanNet Cat6 U/UTP LSFRZH AWG 23 Classe Cca-s1a-d1-a1 -bianco- box 305m | 305 |  | 1.7435 | 1.7435
PA-CVR-PUY6004WH-HED | ) | PUY6004WH-HED | PANDUIT - Cavo PanNet Cat6 U/UTP LSFRZH AWG 23 Classe Cca-s1a-d1-a1 -bianco- bobina 500m | 500 |  | 1.7434 | 1.7434
PA-CVR-PUY6004BU-HED | ) | PUY6004BU-HED | PANDUIT - Cavo PanNet Cat6 U/UTP LSFRZH AWG 23 Classe Cca-s1a-d1-a1 -blu- bobina 500m | 500 |  | 1.7434 | 1.7434
PA-CVR-PUL6004WH-EY | ) | PUL6004WH-EY | PANDUIT - Cavo PanNet Cat6 U/UTP LSZH1 AWG 23 Classe Dca-s2-d2-a1 -bianco- box 305m | 305 |  | 1.4321 | 1.4321
PA-CVR-PUL6004BU-FE | ) | PUL6004BU-FE | PANDUIT - Cavo PanNet Cat6 U/UTP LSZH1 AWG 23 Classe Dca-s2-d2-a1 -blu- box 305m | 305 |  | 1.3948 | 1.3948
PA-CVR-PUL6C04WH-CE | L | PUL6C04WH-CE | PANDUIT - Cavo PanNet Cat6 U/UTP PE AWG 24 Classe Dca-s2- d2-a1 -bianco- box 305m | 305 | PROMO | 0.60048 | 0.60048
PA-CVR-PUO6C04BL-CEG | ) | PUO6C04BL-CEG | PANDUIT - Cavo PanNet Cat6 U/UTP HDPE posa esterna AWG 23 Classe Fca -nero- bobina 305m | 305 |  | 2.7031 | 2.7031
PA-CVR-PUD6C2804WH-CE | ) | PUD6C2804WH-CE | PANDUIT - Cavo PanNet Cat6 U/UTP LSZH3 AWG 28 Classe Eca -bianco- bobina 305m | 305 |  | 1.1926 | 1.1926
PA-CVR-PFY6X04WH-CED | ) | PFY6X04WH-CED | PANDUIT - Cavo PanNet Cat6A F/UTP LSZH1 AWG 23 Classe Cca-s1a-d1-a1 -bianco- bobina 500m | 500 |  | 2.8023 | 2.8023
PA-CVR-PFL6004WH-KD | ) | PFL6004WH-KD | PANDUIT - Cavo PanNet Cat6 F/UTP LSZH1 AWG 23 Classe Eca -bianco- bobina 500m | 500 |  | 1.9129 | 1.9129
PA-CVR-PFL6004DG-KD | ) | PFL6004DG-KD | PANDUIT - Cavo PanNet Cat6 F/UTP LSZH1 AWG 23 Classe Eca -grigio- bobina 500m | 500 |  | 1.9129 | 1.9129
Prese PanNet MiniCom Cat6 modulari RJ45 UTP e FTP
PA-MJ6-CJ688TGBL | J | CJ688TGBL | PANDUIT - Presa PanNet MiniCom RJ45 UTP Cat6, nera | 1 |  | 12.4 | 12.4
PA-MJ6-CJ688TGWH | ) | CJ688TGWH | PANDUIT - Presa PanNet MiniCom RJ45 UTP Cat6, bianca | 1 |  | 12.4 | 12.4
PA-MJ6-CJ688TGIW | J | CJ688TGIW | PANDUIT - Presa PanNet MiniCom RJ45 UTP Cat6, bianco avorio | 1 |  | 12.4 | 12.4
PA-MJ6-CJ688TGAW | ) | CJ688TGAW | PANDUIT - Presa PanNet MiniCom RJ45 UTP Cat6, bianco artico | 5 |  | 12.4 | 12.4
PA-MJ6-CJ688TGBU | ) | CJ688TGBU | PANDUIT - Presa PanNet MiniCom RJ45 UTP Cat6, blu | 25 |  | 12.4 | 12.4
PA-MJ6-CJ688TGRD | ) | CJ688TGRD | PANDUIT - Presa PanNet MiniCom RJ45 UTP Cat6, rossa | 15 |  | 12.4 | 12.4
PA-MJ6-CJH688TGIW | ) | CJH688TGIW | PANDUIT - Presa PanNet MiniCom RJ45 UTP Cat6 nera con sportello a molla | 5 |  | 13.64 | 13.64
PA-MJ6-CJH688TGBL | ) | CJH688TGBL | PANDUIT - Presa PanNet MiniCom RJ45 UTP Cat6 bianca con sportello a molla | 5 |  | 13.64 | 13.64
PA-MJ6-CJS688TGY | J | CJS688TGY | PANDUIT - Presa PanNet MiniCom RJ45 FTP Cat6 | 1 |  | 14.67 | 14.67
PA-MJ6-CC688BL | ) | CC688BL | PANDUIT - Adattatore PanNet MiniCom RJ45/F-RJ45/F UTP Cat6 nero | 15 |  | 24.83 | 24.83
Pannelli di permutazione precaricati PanNet MiniCom Cat6
PA-PP6-DP24688TGY | ) | DP24688TGY | PANDUIT - Pannello PanNet Cat6 UTP 24 porte RJ45 schema TIA 568A/B, terminazione 110 | 1 |  | 365.06 | 365.06
PA-PP6-CP24688BL | ) | CP24688BL | PANDUIT - Pannello PanNet Cat6 UTP con 24 adattatori RJ45/RJ45 | 1 |  | 515.65 | 515.65
Bretelle di permutazione PanNet Cat6 U/UTP
PA-PC6-UTPSPL1MY | ) | UTPSPL1MY | PANDUIT - Bretella di permutazione PanNet U/UTP Cat6, LSZH 1 m, bianca | 5 |  | 11.36 | 11.36
PA-PC6-UTPSPL2MY | ) | UTPSPL2MY | PANDUIT - Bretella di permutazione PanNet U/UTP Cat6, LSZH 2 m, bianca | 5 |  | 13.41 | 13.41
PA-PC6-UTPSPL3MY | ) | UTPSPL3MY | PANDUIT - Bretella di permutazione PanNet U/UTP Cat6, LSZH 3 m, bianca | 5 |  | 15.48 | 15.48
PA-PC6-UTPSPL5MY | ) | UTPSPL5MY | PANDUIT - Bretella di permutazione PanNet U/UTP Cat6, LSZH 5 m, bianca | 5 |  | 19.59 | 19.59
PA-PC6-UTPSPL10MY | ) | UTPSPL10MY | PANDUIT - Bretella di permutazione PanNet U/UTP Cat6, LSZH 10 m, bianca | 5 |  | 29.93 | 29.93
Bretelle di permutazione PanNet Cat6 U/UTP a diametro ridotto
PA-PC6-UTP28SP0.5M | ) | UTP28SP0.5M | PANDUIT - Bretella di permutazione PanNet U/UTP Cat6, diametro ridotto 3,8 mm, 28 AWG, LSZH 0.5 m, bianca | 1 |  | 10 | 10
PA-PC6-UTP28SP1M | J | UTP28SP1M | PANDUIT - Bretella di permutazione PanNet U/UTP Cat6, diametro ridotto 3,8 mm, 28 AWG, LSZH 1 m, bianca | 1 |  | 10.74 | 10.74
PA-PC6-UTP28SP1.5M | J | UTP28SP1.5M | PANDUIT - Bretella di permutazione PanNet U/UTP Cat6, diametro ridotto 3,8 mm, 28 AWG, LSZH 1,5 m, bianca | 1 |  | 11.48 | 11.48
PA-PC6-UTP28SP2M | J | UTP28SP2M | PANDUIT - Bretella di permutazione PanNet U/UTP Cat6, diametro ridotto 3,8 mm, 28 AWG, LSZH 2 m, bianca | 1 |  | 12.23 | 12.23
PA-PC6-UTP28SP3M | J | UTP28SP3M | PANDUIT - Bretella di permutazione PanNet U/UTP Cat6, diametro ridotto 3,8 mm, 28 AWG, LSZH 3 m, bianca | 1 |  | 13.71 | 13.71
PA-PC6-UTP28SP4M | ) | UTP28SP4M | PANDUIT - Bretella di permutazione PanNet U/UTP Cat6, diametro ridotto 3,8 mm, 28 AWG, LSZH 4 m, bianca | 5 |  | 15.22 | 15.22
PA-PC6-UTP28SP5M | ) | UTP28SP5M | PANDUIT - Bretella di permutazione PanNet U/UTP Cat6, diametro ridotto 3,8 mm, 28 AWG, LSZH 5 m, bianca | 5 |  | 16.68 | 16.68
PA-PC6-UTP28SP1MGY | ) | UTP28SP1MGY | PANDUIT - Bretella di permutazione PanNet U/UTP Cat6, diametro ridotto 3,8 mm, 28 AWG, LSZH 1 m, grigia | 5 |  | 10.74 | 10.74
PA-PC6-UTP28SP2MGY | ) | UTP28SP2MGY | PANDUIT - Bretella di permutazione PanNet U/UTP Cat6, diametro ridotto 3,8 mm, 28 AWG, LSZH 2 m, grigia | 5 |  | 12.23 | 12.23
PA-PC6-UTP28SP3MGY | ) | UTP28SP3MGY | PANDUIT - Bretella di permutazione PanNet U/UTP Cat6, diametro ridotto 3,8 mm, 28 AWG, LSZH 3 m, grigia | 5 |  | 13.71 | 13.71
PA-PC6-UTP28SP5MGY | ) | UTP28SP5MGY | PANDUIT - Bretella di permutazione PanNet U/UTP Cat6, diametro ridotto 3,8 mm, 28 AWG, LSZH 5 m, grigia | 5 |  | 16.68 | 16.68
PA-PC6-UTP28SP1MRD | ) | UTP28SP1MRD | PANDUIT - Bretella di permutazione PanNet U/UTP Cat6, diametro ridotto 3,8 mm, 28 AWG, LSZH 1 m, rossa | 5 |  | 10.74 | 10.74
PA-PC6-UTP28SP2MRD | ) | UTP28SP2MRD | PANDUIT - Bretella di permutazione PanNet U/UTP Cat6, diametro ridotto 3,8 mm, 28 AWG, LSZH 2 m, rossa | 5 |  | 12.23 | 12.23
PA-PC6-UTP28SP3MRD | ) | UTP28SP3MRD | PANDUIT - Bretella di permutazione PanNet U/UTP Cat6, diametro ridotto 3,8 mm, 28 AWG, LSZH 3 m, rossa | 5 |  | 13.71 | 13.71
PA-PC6-UTP28SP5MRD | ) | UTP28SP5MRD | PANDUIT - Bretella di permutazione PanNet U/UTP Cat6, diametro ridotto 3,8 mm, 28 AWG, LSZH 5 m, rossa | 5 |  | 16.68 | 16.68
PA-PC6-UTP28SP1MGR | ) | UTP28SP1MGR | PANDUIT - Bretella di permutazione PanNet U/UTP Cat6, diametro ridotto 3,8 mm, 28 AWG, LSZH 1 m, verde | 5 |  | 10.74 | 10.74
PA-PC6-UTP28SP2MGR | ) | UTP28SP2MGR | PANDUIT - Bretella di permutazione PanNet U/UTP Cat6, diametro ridotto 3,8 mm, 28 AWG, LSZH 2 m, verde | 5 |  | 12.23 | 12.23
PA-PC6-UTP28SP3MGR | ) | UTP28SP3MGR | PANDUIT - Bretella di permutazione PanNet U/UTP Cat6, diametro ridotto 3,8 mm, 28 AWG, LSZH 3 m, verde | 5 |  | 13.71 | 13.71
PA-PC6-UTP28SP5MGR | ) | UTP28SP5MGR | PANDUIT - Bretella di permutazione PanNet U/UTP Cat6, diametro ridotto 3,8 mm, 28 AWG, LSZH 5 m, verde | 5 |  | 16.68 | 16.68
PA-PC6-UTP28SP1MBU | ) | UTP28SP1MBU | PANDUIT - Bretella di permutazione PanNet U/UTP Cat6, diametro ridotto 3,8 mm, 28 AWG, LSZH 1 m, blu | 5 |  | 10.74 | 10.74
PA-PC6-UTP28SP2MBU | ) | UTP28SP2MBU | PANDUIT - Bretella di permutazione PanNet U/UTP Cat6, diametro ridotto 3,8 mm, 28 AWG, LSZH 2 m, blu | 5 |  | 12.23 | 12.23
PA-PC6-UTP28SP3MBU | ) | UTP28SP3MBU | PANDUIT - Bretella di permutazione PanNet U/UTP Cat6, diametro ridotto 3,8 mm, 28 AWG, LSZH 3 m, blu | 5 |  | 13.71 | 13.71
PA-PC6-UTP28SP5MBU | ) | UTP28SP5MBU | PANDUIT - Bretella di permutazione PanNet U/UTP Cat6, diametro ridotto 3,8 mm, 28 AWG, LSZH 5 m, blu | 5 |  | 16.68 | 16.68
PA-PC6-UTP28SP1MYL | ) | UTP28SP1MYL | PANDUIT - Bretella di permutazione PanNet U/UTP Cat6, diametro ridotto 3,8 mm, 28 AWG, LSZH 1 m, gialla | 5 |  | 10.74 | 10.74
PA-PC6-UTP28SP2MYL | ) | UTP28SP2MYL | PANDUIT - Bretella di permutazione PanNet U/UTP Cat6, diametro ridotto 3,8 mm, 28 AWG, LSZH 2 m, gialla | 5 |  | 12.23 | 12.23
PA-PC6-UTP28SP3MYL | ) | UTP28SP3MYL | PANDUIT - Bretella di permutazione PanNet U/UTP Cat6, diametro ridotto 3,8 mm, 28 AWG, LSZH 3 m, gialla | 5 |  | 13.71 | 13.71
PA-PC6-UTP28SP5MYL | ) | UTP28SP5MYL | PANDUIT - Bretella di permutazione PanNet U/UTP Cat6, diametro ridotto 3,8 mm, 28 AWG, LSZH 5 m, gialla | 5 |  | 16.68 | 16.68
Categoria 6A schermata Keystone
Prese, pannello e bretelle Cat6A Keystone
PA-MJ6A-KJS6X88TC | ) | KJS6X88TC | PANDUIT - Presa keystone RJ45 Cat6A schermata per cavo solido o trefolato da 22 a 24 AWG | 25 |  | 17.07 | 17.07
PA-PP-KP24WSBL | ) | KP24WSBL | PANDUIT - Pannello metallico keystone scarico 24 porte schermato 1U, con barra di sostegno e etichette, nero | 1 |  | 107.65 | 107.65
PA-PC6A-STP6X1MIG | ) | STP6X1MIG | PANDUIT - Bretella di permutazione PanNet S/FTP Cat6A con plug modulari TX6 PLUS, LSZH, 1 m, grigia | 5 |  | 14.77 | 14.77
PA-PC6A-STP6X2MIG | ) | STP6X2MIG | PANDUIT - Bretella di permutazione PanNet S/FTP Cat6A con plug modulari TX6 PLUS, LSZH, 2 m, grigia | 5 |  | 17.23 | 17.23
PA-PC6A-STP6X3MIG | ) | STP6X3MIG | PANDUIT - Bretella di permutazione PanNet S/FTP Cat6A con plug modulari TX6 PLUS, LSZH, 3 m, grigia | 5 |  | 19.7 | 19.7
PA-PC6A-STP6X5MIG | ) | STP6X5MIG | PANDUIT - Bretella di permutazione PanNet S/FTP Cat6A con plug modulari TX6 PLUS, LSZH, 5 m, grigia | 5 |  | 24.63 | 24.63
Categoria 6A PanNet
Cavo Cat6A PanNet
PA-CVR-PUW6AV04WH-EG | ) | PUW6AV04WH-EG | PANDUIT - Cavo PanNet Cat6A U/UTP Vari-MaTriX LSZH3 AWG 23 Classe B2ca-s1a-d1-a1 -bianco- bobina 305 m | 305 |  | 4.4195 | 4.4195
PA-CVR-PUY6AV04WH-EG | ) | PUY6AV04WH-EG | PANDUIT - Cavo PanNet Cat6A U/UTP Vari-MaTriX LSZH3 AWG 23 Classe Cca-s1a-d1-a1 -bianco- bobina 305 m | 305 |  | 3.5646 | 3.5646
PA-CVR-PUY6X04BU-HEG | ) | PUY6X04BU-HEG | PANDUIT - Cavo PanNet Cat6A U/UTP LSZH1 AWG 23 con nastro soppressione ANEXT, Classe Cca-s1b-d1-a1 -blu- bobina 305 m | 305 |  | 3.2296 | 3.2296
PA-CVR-PUL6ASD04WH-EG | ) | PUL6ASD04WH-EG | PANDUIT - Cavo PanNet Cat6A U/UTP MaTriX diametro ridotto 6,1mm LSZH AWG 26 Classe Dca-s2-d2-a1 -bianco- bobina 305 m | 305 |  | 1.5632 | 1.5632
PA-CVR-PUL6AV04WH-EG | ) | PUL6AV04WH-EG | PANDUIT - Cavo PanNet Cat6A U/UTP Vari-MaTriX LSZH1 AWG 23 Classe Dca-s2-d2-a1 -bianco- bobina 305 m | 305 |  | 2.2339 | 2.2339
PA-CVR-PUFY6X04WH-HED | J | PUFY6X04WH-HED | PANDUIT - Cavo PanNet Cat6A U/FTP LSZH1 AWG 23 Classe Cca-s1a-d1-a1 -bianco- bobina 500 m | 500 |  | 3.0483 | 3.0483
PA-CVR-PFL6X04WH-CEG | ) | PFL6X04WH-CEG | PANDUIT - Cavo PanNet Cat6A F/UTP LSZH1 AWG 23 Classe Dca-s2-d2-a1 -bianco- bobina 305 m | 305 |  | 2.0381 | 2.0381
PA-CVR-PSW7A04WH-HED | ) | PSW7A04WH-HED | PANDUIT - Cavo PanNet Cat7A S/FTP LSFRZH AWG 23 Classe B2ca-s1a-d1-a1 -bianco- bobina 500 m | 500 |  | 4.6892 | 4.6892
PA-CVR-PSW7004WH-HED | ) | PSW7004WH-HED | PANDUIT - Cavo PanNet Cat7 S/FTP LSZH1 AWG 23 Classe B2ca-s1a-d1-a1 -bianco- bobina 500 m | 500 |  | 3.933 | 3.933
PA-CVR-PFFY6X04WH-HED | ) | PFFY6X04WH-HED | PANDUIT - Cavo PanNet Cat6A F/FTP LSZH AWG 23 Classe Cca-s1-d1-a1 -bianco- bobina 500 m | 500 |  | 3.067 | 3.067
PA-CVR-PUFL6X04WH-HED | ) | PUFL6X04WH-HED | PANDUIT - Cavo PanNet Cat6A U/FTP LSZH3 AWG 23 Classe Dca-s2-d2-a1 -bianco- bobina 500 m | 500 |  | 2.2169 | 2.2169
Prese PanNet MiniCom Cat6A modulari RJ45 UTP e FTP
PA-MJ6A-CJ6X88TGBL | J | CJ6X88TGBL | PANDUIT - Presa PanNet MiniCom RJ45 UTP Cat6A, nera | 1 |  | 20.87 | 20.87
PA-MJ6A-CJ6X88TGIW | J | CJ6X88TGIW | PANDUIT - Presa PanNet MiniCom RJ45 UTP Cat6A, bianco avorio | 1 |  | 20.87 | 20.87
PA-MJ6A-CJ6X88TGWH | ) | CJ6X88TGWH | PANDUIT - Presa PanNet MiniCom RJ45 UTP Cat6A, bianca | 10 |  | 20.87 | 20.87
PA-MJ6A-CJ6X88TGAW | ) | CJ6X88TGAW | PANDUIT - Presa PanNet MiniCom RJ45 UTP Cat6A, bianco artico | 10 |  | 20.87 | 20.87
PA-MJ6A-CJH6X88TGBL | ) | CJH6X88TGBL | PANDUIT - Presa PanNet MiniCom RJ45 UTP Cat6A, nera con sportello a molla | 10 |  | 22.94 | 22.94
PA-MJ6A-CJH6X88TGIW | ) | CJH6X88TGIW | PANDUIT - Presa PanNet MiniCom RJ45 UTP Cat6A, bianca con sportello a molla | 10 |  | 22.94 | 22.94
PA-MJ6A-CJS6X88TGY | J | CJS6X88TGY | PANDUIT - Presa PanNet MiniCom RJ45 FTP Cat6A | 1 |  | 17.57 | 17.57
Pannelli di permutazione precaricati PanNet MiniCom Cat6A
PA-PP6A-DP246X88TGY | ) | DP246X88TGY | PANDUIT - Pannello PanNet Cat6A UTP 24 porte RJ45 schema TIA 568A/B, terminazione 110 | 1 |  | 547.7 | 547.7
PA-PP6A-DPA246X88TGY | ) | DPA246X88TGY | PANDUIT - Pannello PanNet Cat6A UTP 24 porte RJ45 angolato, schema TIA 568A/B, terminazione 110 | 1 |  | 684.63 | 684.63
Bretelle di permutazione PanNet Cat6A U/UTP
PA-PC6A-UTP6AL1M | K | UTP6AL1M | PANDUIT - Bretella di permutazione PanNet U/UTP Cat6A, LSZH 1m, bianca | 5 |  | 11.33 | 11.33
PA-PC6A-UTP6AL2M | K | UTP6AL2M | PANDUIT - Bretella di permutazione PanNet U/UTP Cat6A, LSZH 2m, bianca | 5 |  | 13.42 | 13.42
PA-PC6A-UTP6AL3M | K | UTP6AL3M | PANDUIT - Bretella di permutazione PanNet U/UTP Cat6A, LSZH 3m, bianca | 5 |  | 15.48 | 15.48
PA-PC6A-UTP6AL5M | K | UTP6AL5M | PANDUIT - Bretella di permutazione PanNet U/UTP Cat6A, LSZH 5m, bianca | 5 |  | 19.63 | 19.63
PA-PC6A-UTP6AL10M | K | UTP6AL10M | PANDUIT - Bretella di permutazione PanNet U/UTP Cat6A, LSZH 10m, bianca | 5 |  | 29.98 | 29.98
PA-PC6A-UTP6ASD1M | L | UTP6ASD1M | PANDUIT - Bretella di permutazione PanNet U/UTP Cat6A, diametro ridotto 6,1 mm, 26 AWG, LSZH 1m, bianca | 5 | PROMO | 8.0437 | 8.0437
PA-PC6A-UTP6ASD3M | L | UTP6ASD3M | PANDUIT - Bretella di permutazione PanNet U/UTP Cat6A, diametro ridotto 6,1 mm, 26 AWG, LSZH 3m, bianca | 5 | PROMO | 10.0237 | 10.0237
PA-PC6A-UTP6AX1M | ) | UTP6AX1M | PANDUIT - Bretella di permutazione PanNet U/UTP Cat6A, diametro 6,4 mm, 24 AWG, PVC CM rating 1m, bianca | 5 | NEW | 15.98 | 15.98
PA-PC6A-UTP6AX2M | ) | UTP6AX2M | PANDUIT - Bretella di permutazione PanNet U/UTP Cat6A, diametro 6,4 mm, 24 AWG, PVC CM rating 2m, bianca | 5 | NEW | 18.5 | 18.5
PA-PC6A-UTP6AX3M | ) | UTP6AX3M | PANDUIT - Bretella di permutazione PanNet U/UTP Cat6A, diametro 6,4 mm, 24 AWG, PVC CM rating 3m, bianca | 5 | NEW | 21.05 | 21.05
PA-PC6A-UTP6AX5M | ) | UTP6AX5M | PANDUIT - Bretella di permutazione PanNet U/UTP Cat6A, diametro 6,4 mm, 24 AWG, PVC CM rating 5m, bianca | 5 | NEW | 26.11 | 26.11
Bretelle di permutazione PanNet Cat6A a diametro ridotto 4,7 mm, 28 AWG
PA-PC6A-UTP28X1M | J | UTP28X1M | PANDUIT - Bretella di permutazione PanNet UTP Cat6A, diametro ridotto 4,7 mm, 28 AWG, LSZH 1m, bianca | 5 |  | 15.5 | 15.5
PA-PC6A-UTP28X1.5M | ) | UTP28X1.5M | PANDUIT - Bretella di permutazione PanNet UTP Cat6A, diametro ridotto 4,7 mm, 28 AWG, LSZH 1.5m, bianca | 5 |  | 16.79 | 16.79
PA-PC6A-UTP28X2M | J | UTP28X2M | PANDUIT - Bretella di permutazione PanNet UTP Cat6A, diametro ridotto 4,7 mm, 28 AWG, LSZH 2m, bianca | 5 |  | 18.06 | 18.06
PA-PC6A-UTP28X3M | J | UTP28X3M | PANDUIT - Bretella di permutazione PanNet UTP Cat6A, diametro ridotto 4,7 mm, 28 AWG, LSZH 3m, bianca | 5 |  | 20.65 | 20.65
PA-PC6A-UTP28X5M | ) | UTP28X5M | PANDUIT - Bretella di permutazione PanNet UTP Cat6A, diametro ridotto 4,7 mm, 28 AWG, LSZH 5m, bianca | 5 |  | 25.78 | 25.78
PA-PC6A-STP28X1MIG | ) | STP28X1MIG | PANDUIT - Bretella di permutazione PanNet F/UTP Cat6A, diametro ridotto 4,7 mm, 28 AWG, LSZH 1m, grigia | 5 |  | 14.13 | 14.13
PA-PC6A-STP28X2MIG | ) | STP28X2MIG | PANDUIT - Bretella di permutazione PanNet F/UTP Cat6A, diametro ridotto 4,7 mm, 28 AWG, LSZH 2m, grigia | 5 |  | 16.62 | 16.62
PA-PC6A-STP28X3MIG | ) | STP28X3MIG | PANDUIT - Bretella di permutazione PanNet F/UTP Cat6A, diametro ridotto 4,7 mm, 28 AWG, LSZH 3m, grigia | 5 |  | 19.07 | 19.07
PA-PC6A-STP28X5MIG | ) | STP28X5MIG | PANDUIT - Bretella di permutazione PanNet F/UTP Cat6A, diametro ridotto 4,7 mm, 28 AWG, LSZH 5m, grigia | 5 |  | 24.02 | 24.02
Bretelle di permutazione PanNet Cat6A S/FTP
PA-PC6A-STP6X1MIG | ) | STP6X1MIG | PANDUIT - Bretella di permutazione PanNet S/FTP Cat6A, LSZH 1m, grigia | 5 |  | 14.77 | 14.77
PA-PC6A-STP6X2MIG | ) | STP6X2MIG | PANDUIT - Bretella di permutazione PanNet S/FTP Cat6A, LSZH 2m, grigia | 5 |  | 17.23 | 17.23
PA-PC6A-STP6X3MIG | ) | STP6X3MIG | PANDUIT - Bretella di permutazione PanNet S/FTP Cat6A, LSZH 3m, grigia | 5 |  | 19.7 | 19.7
PA-PC6A-STP6X5MIG | ) | STP6X5MIG | PANDUIT - Bretella di permutazione PanNet S/FTP Cat6A, LSZH 5m, grigia | 5 |  | 24.63 | 24.63
PA-PC6A-STP6X10MIG | ) | STP6X10MIG | PANDUIT - Bretella di permutazione PanNet S/FTP Cat6A, LSZH 10m, grigia | 5 |  | 36.97 | 36.97
Accessori PanNet MiniCom
Pannelli di permutazione PanNet MiniCom scarichi
PA-PP-CPP24WBLY | J | CPP24WBLY | PANDUIT - Pannello plastico MiniCom scarico 24 porte non schermato 1U con frontalino estraibile, nero | 1 |  | 64.11 | 64.11
PA-PP-CPPL24WBLY | ) | CPPL24WBLY | PANDUIT - Pannello plastico MiniCom scarico 24 porte non schermato 1U con frontalino estraibile e porta etichette, nero | 1 |  | 68.22 | 68.22
PA-PP-UICMPP24BLY | ) | UICMPP24BLY | PANDUIT - Pannello metallico MiniCom Ultimate ID scarico 24 porte moduli UTP-FTP-fiber 1U con porta etichette, nero | 5 |  | 73.83 | 73.83
PA-PP-CPPLA24WBLY | ) | CPPLA24WBLY | PANDUIT - Pannello plastico MiniCom scarico 24 porte UTP 1U angolato con frontalino estraibiile e porta etichette, nero | 5 |  | 126.85 | 126.85
PA-PP-CP48HDBL | ) | CP48HDBL | PANDUIT - Pannello metallico MiniCom scarico 48 porte FTP 1U alta densità, etichettatura migliorata, nero | 5 |  | 267.72 | 267.72
PA-PP-CPP48HDWBLY | ) | CPP48HDWBLY | PANDUIT - Pannello plastico MiniCom scarico 48 porte UTP 1U alta densità, nero | 5 |  | 190.41 | 190.41
Pannelli di permutazione PanNet MiniCom scarichi in metallo
PA-PP-CP24BLY | J | CP24BLY | PANDUIT - Pannello metallico MiniCom scarico 24 porte schermato 1U, nero | 1 |  | 99.33 | 99.33
PA-PP-CPA24BLY | ) | CPA24BLY | PANDUIT - Pannello metallico MiniCom scarico 24 porte schermato, angolato 1U, nero | 5 |  | 181.87 | 181.87
PA-PP-CP24WSBLY | J | CP24WSBLY | PANDUIT - Pannello metallico MiniCom scarico 24 porte schermato 1U, con barra posteriore, nero | 1 |  | 159.72 | 159.72
PA-PP-CP48BLY | ) | CP48BLY | PANDUIT - Pannello metallico MiniCom scarico 48 porte schermato 2U, nero | 5 |  | 177.58 | 177.58
Adattatori PanNet MiniCom
PA-ACC-AV 5831 | ) | AV 5831 | ADMK - Adattatore MiniCom compatibile per Ave Noir AX nero | 10 |  | 3.1 | 3.1
PA-ACC-AV 5852 | ) | AV 5852 | ADMK - Adattatore MiniCom compatibile per Ave Banquise bianco | 10 |  | 3.1 | 3.1
PA-ACC-AV 5873 | ) | AV 5873 | ADMK - Adattatore MiniCom compatibile per Ave Blanc avorio | 10 |  | 3.1 | 3.1
PA-ACC-AV 5894 | ) | AV 5894 | ADMK - Adattatore MiniCom compatibile per Ave Ral grigio | 10 |  | 3.1 | 3.1
PA-ACC-BT 3660 | ) | BT 3660 | ADMK - Adattatore MiniCom compatibile per BTicino Living Now sabbia | 10 |  | 4.1 | 4.1
PA-ACC-BT 3661 | ) | BT 3661 | ADMK - Adattatore MiniCom compatibile per BTicino Living Now nero | 10 |  | 4.1 | 4.1
PA-ACC-BT 3662 | ) | BT 3662 | ADMK - Adattatore MiniCom compatibile per BTicino Living Now bianco | 10 |  | 4.1 | 4.1
PA-ACC-BT 3870 | ) | BT 3870 | ADMK - Adattatore MiniCom compatibile per BTicino Axolute bianco | 10 |  | 4.65 | 4.65
PA-ACC-BT 3871 | ) | BT 3871 | ADMK - Adattatore MiniCom compatibile per BTicino Axolute HS dark | 10 |  | 5.1 | 5.1
PA-ACC-BT 3872 | ) | BT 3872 | ADMK - Adattatore MiniCom compatibile per BTicino Axolute HC clear | 10 |  | 5.1 | 5.1
PA-ACC-BT 3881 | J | BT 3881 | ADMK - Adattatore MiniCom compatibile per BTicino Living Light antracite | 10 |  | 3.1 | 3.1
PA-ACC-BT 3882 | J | BT 3882 | ADMK - Adattatore MiniCom compatibile per BTicino Living Light bianco | 10 |  | 3.1 | 3.1
PA-ACC-BT 3883 | ) | BT 3883 | ADMK - Adattatore MiniCom compatibile per BTicino Living nero | 10 |  | 3.1 | 3.1
PA-ACC-BT 3884 | ) | BT 3884 | ADMK - Adattatore MiniCom compatibile per BTicino Living Light argento | 10 |  | 4.95 | 4.95
PA-ACC-BT 3885 | ) | BT 3885 | ADMK - Adattatore MiniCom compatibile per BTicino Magic avorio | 10 |  | 3.3 | 3.3
PA-ACC-BT 3887 | ) | BT 3887 | ADMK - Adattatore MiniCom compatibile per BTicino Magic TT avorio | 10 |  | 3.3 | 3.3
PA-ACC-BT 3889 | J | BT 3889 | ADMK - Adattatore MiniCom compatibile per BTicino Matix bianco | 10 |  | 3.1 | 3.1
PA-ACC-GW 4010 | ) | GW 4010 | ADMK - Adattatore MiniCom compatibile per Gewiss Chorus bianco | 10 |  | 3.25 | 3.25
PA-ACC-GW 4012 | ) | GW 4012 | ADMK - Adattatore MiniCom compatibile per Gewiss Chorus nero | 10 |  | 3.25 | 3.25
PA-ACC-GW 4014 | ) | GW 4014 | ADMK - Adattatore MiniCom compatibile per Gewiss Chorus titanio | 10 |  | 3.5 | 3.5
PA-ACC-GW 4015 | ) | GW 4015 | ADMK - Adattatore MiniCom compatibile per Gewiss Playbus nero | 10 |  | 4.5 | 4.5
PA-ACC-GW 4800 | ) | GW 4800 | ADMK - Adattatore MiniCom compatibile per Gewiss System nero | 10 |  | 3.3 | 3.3
PA-ACC-GW 4801 | J | GW 4801 | ADMK - Adattatore MiniCom compatibile per Gewiss System bianco | 10 |  | 3.1 | 3.1
PA-ACC-VM 6434 | ) | VM 6434 | ADMK - Adattatore MiniCom compatibile per Vimar Plana bianco | 10 |  | 4.95 | 4.95
PA-ACC-VM 6435 | ) | VM 6435 | ADMK - Adattatore MiniCom compatibile per Vimar Plana argento | 10 |  | 5.6 | 5.6
PA-ACC-CBTA1BL-X | L | CBTA1BL-X | PANDUIT - Adattatore MiniCom per BTicino Living International nero | 10 |  | 2,800 | 2.8
PA-ACC-CBTA1WH-X | L | CBTA1WH-X | PANDUIT - Adattatore MiniCom per BTicino Living Light bianco | 10 |  | 2.72 | 2.72
PA-ACC-CBTAL1WH-X | L | CBTAL1WH-X | PANDUIT - Adattatore MiniCom per BTicino Living Light bianco con finestra per identificazione | 10 |  | 2.99 | 2.99
PA-ACC-CVIA1WH-X | L | CVIA1WH-X | PANDUIT - Adattatore MiniCom per Vimar Idea bianco | 10 |  | 2.89 | 2.89
PA-ACC-CVIA1GY-X | L | CVIA1GY-X | PANDUIT - Adattatore MiniCom per Vimar Idea grigio | 10 |  | 2.81 | 2.81
Placche 503 e scatole di superficie PanNet MiniCom
PA-RAC-CFPH2IW | J | CFPH2IW | PANDUIT - Placca MiniCom 503 orizzontale 2 posizioni, bianca | 1 |  | 4.19 | 4.19
PA-RAC-CFP4IW | ) | CFP4IW | PANDUIT - Placca MiniCom 503 verticale 4 posizioni, bianca | 5 |  | 3.31 | 3.31
PA-RAC-UICFPHSE2IW | L | UICFPHSE2IW | PANDUIT - Placca MiniCom 503 executive orizzontale 2 posizioni inclinata, bianca | 1 |  | 4.64 | 4.64
PA-RAC-CFPHSL4IW | ) | CFPHSL4IW | PANDUIT - Placca MiniCom 503 orizzontale 4 posizioni inclinata, bianca | 5 |  | 5.25 | 5.25
PA-RAC-CFPWR4CIG | ) | CFPWR4CIG | PANDUIT - Placca MiniCom 503 verticale 4 posizioni, bianca con sportello trasparente IP 56 | 5 |  | 45.52 | 45.52
PA-RAC-CMBIW-X | J | CMBIW-X | PANDUIT - Inserto cieco MiniCom bianco, confezione da 10pz | 10 |  | 0.5 | 0.5
PA-ACC-CMBBL-X | J | CMBBL-X | PANDUIT - Inserto cieco MiniCom nero, confezione da 10pz | 10 |  | 0.47 | 0.47
PA-ACC-CMBAW-X | ) | CMBAW-X | PANDUIT - Inserto cieco MiniCom bianco artico, confezione da 10pz | 10 |  | 0.5 | 0.5
Scatole da superficie PanNet MiniCom
PA-RAC-CBX1IW-A | ) | CBX1IW-A | PANDUIT - Scatola di superficie MiniCom 1 posizione (23,2h x 26,3w x 48,1l mm), bianca | 5 |  | 5.38 | 5.38
PA-RAC-CBX2IW-AY | ) | CBX2IW-AY | PANDUIT - Scatola di superficie MiniCom 2 posizioni (27h x 50w x 93l mm), bianca | 5 |  | 8.61 | 8.61
PA-RAC-CBX4IW-AY | ) | CBX4IW-AY | PANDUIT - Scatola di superficie MiniCom 4 posizioni (22,8h x 74w x 114l mm), bianca | 5 |  | 11.18 | 11.18
PA-RAC-CBXQ1IW-A | ) | CBXQ1IW-A | PANDUIT - Scatola di superficie MiniCom 1 posizione (24,89 x 37,6w x 66,0l mm), bianca | 5 |  | 6.67 | 6.67
PA-RAC-CBXQ6IW-A | ) | CBXQ6IW-A | PANDUIT - Scatola di superficie MiniCom 6 posizioni (26,3h x 125,7w x 96,2l mm), bianca | 5 |  | 21.54 | 21.54
PA-RAC-CBXF6IW-AY | J | CBXF6IW-AY | PANDUIT - Scatola di superficie MiniCom 6 posizioni allungata con gestore fibra (25h x 119,4w x 169,2l mm), bianca | 5 |  | 34.44 | 34.44
PA-ACC-CBXF6AW-AY | ) | CBXF6AW-AY | PANDUIT - Scatola di superficie MiniCom 6 posizioni allungata con gestore fibra (25h x 120,0w x 170,0l mm), bianco artico | 5 |  | 34.44 | 34.44
PA-RAC-CBXF12IW-AY | ) | CBXF12IW-AY | PANDUIT - Scatola di superficie MiniCom 12 posizioni allungata con gestore fibra (46,1h x 120,0w x 170,0l mm), bianca | 5 |  | 38.31 | 38.31
PA-ACC-CBXF12AW-AY | ) | CBXF12AW-AY | PANDUIT - Scatola di superficie MiniCom 12 posizioni allungata con gestore fibra ( 46,1h x 120,0w x 170,0l mm), bianco artico | 5 |  | 38.31 | 38.31
Utensili PanNet
PA-TL-EGJT-1 | ) | EGJT-1 | PANDUIT - Utensile per chiusura Jack PanNet (Verde) | 1 |  | 9.96 | 9.96
PA-TL-EGPT | ) | EGPT | PANDUIT - Utensile per chiusura plug PanNet FPUD6X88MTG (Blu) | 1 |  | 9.96 | 9.96
Sistema di cablaggio Stutturato NetKey
Categoria 5e UTP NetKey
Cavo Cat5e NetKey
PA-CVR-NUL5C04BU-CE | ) | NUL5C04BU-CE | PANDUIT - Cavo NetKey Cat5e U/UTP LSZH1 AWG 24 Classe Eca -blu- box 305m | 305 |  | 0.83298 | 0.83298
Prese NetKey Cat5e modulari RJ45 UTP Toolless
PA-MJ5-NK5E88MIWY | ) | NK5E88MIWY | PANDUIT - Presa NetKey RJ45 UTP Cat5e keystone, terminabile con CJT-X, bianca | 1 |  | 6.17 | 6.17
PA-MJ5-NK5E88MBLY | ) | NK5E88MBLY | PANDUIT - Presa NetKey RJ45 UTP Cat5e keystone, terminabile con CJT-X, nera | 1 |  | 6.17 | 6.17
Pannelli di permutazione precaricati NetKey Cat5e
PA-PP5-NK5EPPG24Y | ) | NK5EPPG24Y | PANDUIT - Pannello NetKey Cat5e UTP 24 porte RJ45 schema TIA 568A/B, terminazione 110, etichette adesive | 1 |  | 186.84 | 186.84
Bretelle di permutazione NetKey Cat5e UTP
PA-PC5-NK5EPC1MY | ) | NK5EPC1MY | PANDUIT - Bretella di permutazione NetKey U/UTP Cat5e, 1m, bianca | 1 |  | 4.84 | 4.84
PA-PC5-NK5EPC2MY | ) | NK5EPC2MY | PANDUIT - Bretella di permutazione NetKey U/UTP Cat5e, 2m, bianca | 1 |  | 6.1 | 6.1
PA-PC5-NK5EPC3MY | ) | NK5EPC3MY | PANDUIT - Bretella di permutazione NetKey U/UTP Cat5e, 3m, bianca | 1 |  | 7.01 | 7.01
PA-PC5-NK5EPC5MY | ) | NK5EPC5MY | PANDUIT - Bretella di permutazione NetKey U/UTP Cat5e, 5m, bianca | 1 |  | 9.24 | 9.24
Categoria 6 UTP NetKey
Cavo Cat6 NetKey
PA-CVR-NUY6C04BU-FE | J | NUY6C04BU-FE | PANDUIT - Cavo NetKey Cat6 U/UTP LSZH AWG 24 Classe Cca-s1a-d1-a1 -blu- box 305m | 305 |  | 1.4819 | 1.4819
PA-CVR-NUY6C04WH-FE | K | NUY6C04WH-FE | PANDUIT - Cavo NetKey Cat6 U/UTP LSZH AWG 24 Classe Cca-s1a-d1-a1 -bianco- box 305m | 305 |  | 1.4819 | 1.4819
PA-CVR-NUZ6C04BU-KE | J | NUZ6C04BU-KE | PANDUIT - Cavo NetKey Cat6 U/UTP LSZH1 AWG 24 Classe Dca-s2-d2-a1 -blu- box 305m | 305 |  | 1.1855 | 1.1855
Prese NetKey Cat6 modulari RJ45 UTP Toolless
PA-MJ6-NK6TMIW | J | NK6TMIW | PANDUIT - Presa NetKey RJ45 UTP Cat6 Giga TX keystone, terminabile con CGJT, bianca | 1 |  | 8.86 | 8.86
PA-MJ6-NK6TMBL | J | NK6TMBL | PANDUIT - Presa NetKey RJ45 UTP Cat6 Giga TX keystone, terminabile con CGJT, nera | 1 |  | 8.86 | 8.86
PA-MJ6-NK6TMBU | ) | NK6TMBU | PANDUIT - Presa NetKey RJ45 UTP Cat6 Giga TX keystone, terminabile con CGJT, blu | 1 |  | 8.86 | 8.86
Pannelli di permutazione precaricati NetKey Cat6
PA-PP6-NK6PPG24Y | J | NK6PPG24Y | PANDUIT - Pannello NetKey Cat6 UTP 24 porte RJ45 schema TIA 568A/B, terminazione 110, etichette adesive | 1 |  | 259.51 | 259.51
Bretelle di permutazione NetKey Cat6 UTP
PA-PC6-NK6PC1MY | J | NK6PC1MY | PANDUIT - Bretella di permutazione NetKey U/UTP Cat6, 1m, bianca | 1 |  | 9.6 | 9.6
PA-PC6-NK6PC2MY | J | NK6PC2MY | PANDUIT - Bretella di permutazione NetKey U/UTP Cat6, 2m, bianca | 1 |  | 10.77 | 10.77
PA-PC6-NK6PC3MY | J | NK6PC3MY | PANDUIT - Bretella di permutazione NetKey U/UTP Cat6, 3m, bianca | 1 |  | 11.96 | 11.96
PA-PC6-NK6PC5MY | J | NK6PC5MY | PANDUIT - Bretella di permutazione NetKey U/UTP Cat6, 5m, bianca | 1 |  | 14.34 | 14.34
Categoria 6A UTP NetKey
Cavo Cat6A NetKey
PA-CVR-NUY6X04BU-HEG | J | NUY6X04BU-HEG | PANDUIT - Cavo NetKey Cat6A U/UTP LSFRZH a singole coppie protette, AWG 23 Classe Cca-s1a-d1-a1 -blu- box 305m | 305 |  | 2.2636 | 2.2636
PA-CVR-NUY6X04WH-HEG | ) | NUY6X04WH-HEG | PANDUIT - Cavo NetKey Cat6A U/UTP LSFRZH a singole coppie protette, AWG 23 Classe Cca-s1a-d1-a1 -bianco- box 305m | 305 |  | 2.2636 | 2.2636
PA-CVR-NUL6X04WH-CEG | L | NUL6X04WH-CEG | PANDUIT - Cavo NetKey Cat6A U/UTP LSZH AWG 23 con nastro soppressione ANEXT, Classe Dca-s2-d2-a1 -bianco- box 305m | 305 |  | 1.3041 | 1.3041
PA-CVR-NUL6X04WH-HEG | J | NUL6X04WH-HEG | PANDUIT - Cavo NetKey Cat6A U/UTP LSZH AWG 23 con nastro soppressione ANEXT, Classe Dca-s2-d2-a1 -bianco- bobina 305m | 305 |  | 1.811 | 1.811
Prese NetKey Cat6A modulari RJ45 UTP
PA-MJ6A-NK6X88MIW | J | NK6X88MIW | PANDUIT - Presa NetKey RJ45 UTP Cat6A keystone, terminazione 110, bianca | 1 |  | 17.57 | 17.57
PA-MJ6A-NK6X88MBL | J | NK6X88MBL | PANDUIT - Presa NetKey RJ45 UTP Cat6A keystone, terminazione 110, nera | 1 |  | 17.57 | 17.57
Pannelli di permutazione precaricati NetKey Cat6A
PA-PP6A-NK6XPPG24Y | ) | NK6XPPG24Y | PANDUIT - Pannello NetKey Cat6A UTP 24 porte RJ45 schema TIA 568A/B, terminazione 110, etichette adesive | 1 |  | 371.35 | 371.35
PA-PP6A-NK6XPPG48Y | ) | NK6XPPG48Y | PANDUIT - Pannello NetKey Cat6A UTP 48 porte RJ45 schema TIA 568A/B, terminazione 110, etichette adesive | 1 |  | 757.86 | 757.86
Bretelle di permutazione NetKey Cat6A UTP
PA-PC6A-NK6APC1M | J | NK6APC1M | PANDUIT - Bretella di permutazione NetKey U/UTP Cat6A, 1m, bianca | 5 |  | 12.73 | 12.73
PA-PC6A-NK6APC2M | J | NK6APC2M | PANDUIT - Bretella di permutazione NetKey U/UTP Cat6A, 2m, bianca | 5 |  | 16 | 16
PA-PC6A-NK6APC3M | J | NK6APC3M | PANDUIT - Bretella di permutazione NetKey U/UTP Cat6A, 3m, bianca | 5 |  | 19.27 | 19.27
PA-PC6A-NK6APC5M | J | NK6APC5M | PANDUIT - Bretella di permutazione NetKey U/UTP Cat6A, 5m, bianca | 5 |  | 25.84 | 25.84
PA-PC6A-NK6APC1MBU | ) | NK6APC1MBU | PANDUIT - Bretella di permutazione NetKey U/UTP Cat6A, 1m, blu | 5 |  | 12.73 | 12.73
PA-PC6A-NK6APC2MBU | ) | NK6APC2MBU | PANDUIT - Bretella di permutazione NetKey U/UTP Cat6A, 2m, blu | 5 |  | 16 | 16
PA-PC6A-NK6APC3MBU | ) | NK6APC3MBU | PANDUIT - Bretella di permutazione NetKey U/UTP Cat6A, 3m, blu | 5 |  | 19.27 | 19.27
PA-PC6A-NK6APC5MBU | ) | NK6APC5MBU | PANDUIT - Bretella di permutazione NetKey U/UTP Cat6A, 5m, blu | 5 |  | 25.84 | 25.84
Accessori NetKey
Pannelli di permutazione NetKey scarichi
PA-PP-NKFP24Y | J | NKFP24Y | PANDUIT - Pannello plastico NetKey non schermato, scarico 24 porte keystone con frontalino estraibile 1U, nero | 1 |  | 72.89 | 72.89
PA-PP-NKFP48Y | ) | NKFP48Y | PANDUIT - Pannello plastico NetKey non schermato, scarico 48 porte keystone con frontalino estraibile 1U, nero | 1 |  | 134.5 | 134.5
Placche 503 e scatole di superficie NetKey
PA-PLT-NK2HSFIWY | J | NK2HSFIWY | PANDUIT - Placca NetKey 503 orizzontale 2 posizioni inclinata, bianca | 1 |  | 5.91 | 5.91
PA-PLT-NK4HSFIWY | J | NK4HSFIWY | PANDUIT - Placca NetKey 503 orizzontale 4 posizioni inclinata, bianca | 1 |  | 5.91 | 5.91
PA-PLT-NK2HSFAWY | J | NK2HSFAWY | PANDUIT - Placca NetKey 503 orizzontale 2 posizioni inclinata, bianco artico | 1 |  | 4.79 | 4.79
PA-PLT-NK4HSFAWY | J | NK4HSFAWY | PANDUIT - Placca NetKey 503 orizzontale 4 posizioni inclinata, bianco artico | 1 |  | 4.79 | 4.79
PA-PLT-NK2BXIW-A | ) | NK2BXIW-A | PANDUIT - Scatola di superficie NetKey 2 posizioni con viti e adesivo, bianca | 5 |  | 8.13 | 8.13
PA-PLT-NK4BXIW-AY | ) | NK4BXIW-AY | PANDUIT - Scatola di superficie NetKey 4 posizioni con viti e adesivo, bianca | 5 |  | 14.74 | 14.74
PA-PLT-NK6BXIW-AY | ) | NK6BXIW-AY | PANDUIT - Scatola di superficie NetKey 6 posizioni allungata, tamburo per fibra ottica, con viti e adesivo, bianca | 5 |  | 25.75 | 25.75
PA-ACC-NKBMIW-X | J | NKBMIW-X | PANDUIT - Inserto cieco NetKey bianco, confezione da 10pz | 10 |  | 0.59 | 0.59
PA-ACC-NKBMAW-X | K | NKBMAW-X | PANDUIT - Inserto cieco NetKey bianco artico, confezione da 10pz | 10 |  | 0.59 | 0.59
PA-ACC-NKBMBL-X | ) | NKBMBL-X | PANDUIT - Inserto cieco NetKey nero, confezione da 10pz | 10 |  | 0.59 | 0.59
Attrezzi per la terminazione NetKey
PA-TL-CGJT | J | CGJT | PANDUIT - Attrezzo per terminazione connettori NetKey Cat6 Giga TX | 1 |  | 9.96 | 9.96
PA-TL-CJT-X | ) | CJT-X | PANDUIT - Attrezzo per terminazione connettori NetKey Cat5e | 1 |  | 2.77 | 2.77
Componenti per il cablaggio telefonico
Pannello Telefonico Cat3
PA-PPT-VP50384KBLY | ) | VP50384KBLY | PANDUIT - Pannello Telefonico 50 porte RJ45 | 1 |  | 362.85 | 362.85
PA-PPT-VP25344KBLY | ) | VP25344KBLY | PANDUIT - Pannello Telefonico 25 porte RJ45 | 1 |  | 241.88 | 241.88
PA-PLG-SP688-C | ) | SP688-C | PANDUIT - Plug 8/8 Cat6 non schermato - cavo OD da 5,71 a 6,35 mm, 24 AWG - 100pz | 100 |  | 2.53 | 2.53
Utensili per sistema 110
PA-TL-PDT110 | ) | PDT110 | PANDUIT - Attrezzo di terminazione 110 (terminazione coppia singola) | 1 |  | 293.3 | 293.3
PA-TL-PDT110M | ) | PDT110M | PANDUIT - Attrezzo di terminazione 110 (terminazione 4 coppie contemporanee) | 1 |  | 253.25 | 253.25
Sistema di cablaggio industriale
Sistema in rame
PA-ACC-CDPP8RG | J | CDPP8RG | PANDUIT - Pannello di permutazione 8 porte rame MiniCom con guida DIN per applicazioni schermate e non schermate | 1 |  | 168.42 | 168.42
PA-ACC-CADIN1IG | ) | CADIN1IG | PANDUIT - Adattatore singolo per guida DIN presa MiniCom Rj45 | 5 |  | 17.01 | 17.01
PA-MJ6A-FP6X88MTG | ) | FP6X88MTG | PANDUIT - Plug RJ45 modulare Cat6A UTP TX6A terminabile in campo | 25 |  | 20.43 | 20.43
PA-MJ6A-FPUD6X88MTG | ) | FPUD6X88MTG | PANDUIT - Plug RJ45 modulare Cat6A UTP TX6A terminabile in campo angolato 45 grsdi | 10 |  | 20.43 | 20.43
PA-MJ6A-FPS6X88MTG | ) | FPS6X88MTG | PANDUIT - Plug RJ45 modulare Cat6A FTP TX6A terminabile in campo | 10 |  | 24.61 | 24.61
Sistema ottico
PA-FPP-FDME8RG | J | FDME8RG | PANDUIT - Pannello di permutazione 8 porte in fibra MiniCom con guida DIN | 1 |  | 184.92 | 184.92
PA-ACC-CMDSAQLCZBL | J | CMDSAQLCZBL | PANDUIT - Adattatore MiniCom LC duplex aqua, slitta ceramica | 1 |  | 14.64 | 14.64
PA-ACC-CMDSLCZBU | J | CMDSLCZBU | PANDUIT - Adattatore MiniCom LC duplex OS2 blu, slitta ceramica, adattatore blu | 1 |  | 10.79 | 10.79
PA-ACC-CMDSLCZIW | ) | CMDSLCZIW | PANDUIT - Adattatore MiniCom LC duplex OS2 blu, slitta ceramica, adattatore bianco | 20 |  | 10.79 | 10.79
PA-ACC-CMDBUSCZEI | J | CMDBUSCZEI | PANDUIT - Adattatore MiniCom SC duplex, slitta ceramica con adattatore blu | 1 |  | 9.08 | 9.08
PA-ACC-CMDBUSCZBU | ) | CMDBUSCZBU | PANDUIT - Adattatore MiniCom SC duplex OS2 blu, slitta ceramica con adattatore blu | 20 |  | 9.08 | 9.08
PA-ACC-CMDEISCZAW | ) | CMDEISCZAW | PANDUIT - Adattatore MiniCom SC duplex, slitta in ceramica con adattatore avorio | 5 |  | 10.02 | 10.02
PA-ACC-CMSBUSCZIW | ) | CMSBUSCZIW | PANDUIT - Adattatore MiniCom SC simplex OS2 bianco international, slitta ceramica, adattatore blu | 5 |  | 7.6 | 7.6
PA-ACC-FSC24 | J | FSC24 | PANDUIT - Cartolina porta giunti accetta fino a 24 giunzioni a fusione, compreso coperchio di adesivo | 1 |  | 11.36 | 11.36
PA-ACC-CMBBL-X | J | CMBBL-X | PANDUIT - Inserto cieco MiniCom nero, confezione da 10pz | 10 |  | 0.47 | 0.47
UPS Industriale a barra DIN tecnologia ultracapacitor -40°C - 60°C senza batteria né bisogno di manutenzione
PA-ACC-UPS00100DC | ) | UPS00100DC | PANDUIT - Gruppo di continuità industriale (UPS) senza batteria e manutenzione, 100 Watt, 24 V CC a barra DIN 80x143x169 mm | 1 |  | 1538.53 | 1538.53
Componenti per il cablaggio in fibra ottica Opticom
Connettori Prelappati Opticam® (LC, SC, ST)
Connettori monomodali 9/125 OS2
PA-FCL-FLCSSCBUY | ) | FLCSSCBUY | PANDUIT - Connettore ottico OptiCam LC simplex 9/125 OS2 per cavi 900μm | 5 |  | 40.16 | 40.16
PA-FCL-FSC2SCBU | J | FSC2SCBU | PANDUIT - Connettore ottico OptiCam SC2 simplex 9/125 OS2 per cavi 900μm e attrezzatura OCTT2 | 1 |  | 25.95 | 25.95
PA-FCL-FST2SCBU | ) | FST2SCBU | PANDUIT - Connettore ottico OptiCam ST2 simplex 9/125 OS2 per cavi 900μm e attrezzatura OCTT2 | 5 |  | 25.95 | 25.95
Connettori multimodali 50/125 10GIG™ OM3/OM4
PA-FCL-FLCSMCXAQY | J | FLCSMCXAQY | PANDUIT - Connettore ottico OptiCam LC simplex 50/125 OM3/OM4 per cavi 900μm | 1 |  | 27.88 | 27.88
PA-FCL-FSC2MCXAQ | J | FSC2MCXAQ | PANDUIT - Connettore ottico OptiCam SC2 simplex 50/125 OM3/OM4 per cavi 900μm e attrezzatura OCTT2 | 1 |  | 25.27 | 25.27
PA-FCL-FST2MCXAQ | ) | FST2MCXAQ | PANDUIT - Connettore ottico OptiCam ST2 simplex 50/125 OM3/OM4 per cavi 900μm e attrezzatura OCTT2 | 5 |  | 25.89 | 25.89
Connettori multimodali 50/125 OM2
PA-FCL-FLCSMC5BLY | ) | FLCSMC5BLY | PANDUIT - Connettore ottico OptiCam LC simplex 50/125 OM2 per cavi 900μm | 5 |  | 25.23 | 25.23
PA-FCL-FSC2MC5BL | J | FSC2MC5BL | PANDUIT - Connettore ottico OptiCam SC2 simplex 50/125 OM2 per cavi 900μm e attrezzatura OCTT2 | 1 |  | 22.84 | 22.84
PA-FCL-FST2MC5BL | ) | FST2MC5BL | PANDUIT - Connettore ottico OptiCam ST2 simplex 50/125 OM2 per cavi 900μm e attrezzatura OCTT2 | 5 |  | 22.84 | 22.84
Connettori multimodali 62,5/125 OM1
PA-FCL-FLCSMC6BLY | ) | FLCSMC6BLY | PANDUIT - Connettore ottico OptiCam LC simplex 62,5/125 OM1 per cavi 900μm | 5 |  | 25.23 | 25.23
PA-FCL-FSC2MC6EI | ) | FSC2MC6EI | PANDUIT - Connettore ottico OptiCam SC2 simplex 62,5/125 OM1 per cavi 900μm e attrezzatura OCTT2 | 5 |  | 22.84 | 22.84
PA-FCL-FST2MC6EI | ) | FST2MC6EI | PANDUIT - Connettore ottico OptiCam ST2 simplex 62,5/125 OM1 per cavi 900μm e attrezzatura OCTT2 | 5 |  | 22.84 | 22.84
Kit di Terminazione Opticam per connettori SC, LC e ST
PA-FTL-FOCTT2-KIT | ) | FOCTT2-KIT | PANDUIT - Kit terminazione base Opticam2. Include OCTT2, bretelle di lancio e adattatori per connettori SC2, ST2 e LC. | 1 |  | 1311.86 | 1311.86
PA-FTL-FOCTT2-BKIT2 | ) | FOCTT2-BKIT2 | PANDUIT - Kit terminazione completo Opticam2. Include OCTT2, attrezzi per terminazione e pulizia, bretelle di lancio, adattatori | 1 |  | 2547.21 | 2547.21
Sistema Opticom: cassetti ottici di terminazione
Cassetti FMD, FMRE e FMT Modulari Opticom
PA-FPP-FMD1 | ) | FMD1 | PANDUIT - Cassetto ottico estraibile 4 posizioni moduli FAP/FMP, 1U nero con sportello | 1 |  | 369.64 | 369.64
PA-FPP-FMD2 | ) | FMD2 | PANDUIT - Cassetto ottico estraibile 8 posizioni moduli FAP/FMP, 2U nero con sportello | 1 |  | 473.12 | 473.12
PA-FPP-FRME1U | ) | FRME1U | PANDUIT - Cassetto ottico estraibile 3 posizioni moduli FAP/FMP, 1U nero con sportello | 1 |  | 383.48 | 383.48
PA-FPP-FRME2U | ) | FRME2U | PANDUIT - Cassetto ottico estraibile 6 posizioni moduli FAP/FMP, 2U nero con sportello | 1 |  | 461.83 | 461.83
PA-FPP-FRME3 | K | FRME3 | PANDUIT - Cassetto ottico fisso 9 posizioni moduli FAP/FMP, 3U nero con sportello | 1 |  | 561.24 | 561.24
PA-FPP-FRME4 | ) | FRME4 | PANDUIT - Cassetto ottico fisso 12 posizioni moduli FAP/FMP, 4U nero con sportello | 1 |  | 680.79 | 680.79
PA-FPP-FMT1 | J | FMT1 | PANDUIT - Cassetto ottico fisso nero da associare al frontale CFAPPBL1 per alloggiare 4 moduli FAP/FMP | 1 |  | 182.44 | 182.44
PA-FPP-CFAPPBL1 | J | CFAPPBL1 | PANDUIT - Pannello frontale per FMT1, contiene fino a 4 pannelli FAP/FMP | 1 |  | 41.41 | 41.41
PA-FPP-FST24S | ) | FST24S | PANDUIT - Vassoio portagiunti per 24 fibre a fusione per pannelli FMT e FMD da utilizzare con supporto FSTHED | 1 |  | 146.59 | 146.59
Cassetti FCE Modulari Opticom
PA-FPP-FCE1U | ) | FCE1U | PANDUIT - Cassetto ottico estraibile 4 posizioni moduli FAP/FMP, 4U nero con sportello | 1 |  | 526.98 | 526.98
PA-FPP-FCE2U | ) | FCE2U | PANDUIT - Cassetto ottico estraibile 8 posizioni moduli FAP/FMP, 4U nero con sportello | 1 |  | 632.34 | 632.34
PA-FPP-FCE4U | ) | FCE4U | PANDUIT - Cassetto ottico estraibile 12 posizioni moduli FAP/FMP, 4U nero con sportello | 1 |  | 899.27 | 899.27
PA-FPP-FOSMF | ) | FOSMF | PANDUIT - Vassoio portagiunti per 24 fibre a fusione per pannelli FCEU o FRMEU da utilizzare con supporti FOSMH | 5 |  | 102.04 | 102.04
Sistema Opticom: Moduli FAP SC (Fiber Adapter Panel) per vassoio FMT1 e cassetto FMD1
PA-FPP-FAP3WAQDSCZ | ) | FAP3WAQDSCZ | PANDUIT - Modulo FAP precaricato con 3 bussole SC duplex 50/125 OM3/OM4 acqua | 1 |  | 100.36 | 100.36
PA-FPP-FAP4WAQDSCZ | ) | FAP4WAQDSCZ | PANDUIT - Modulo FAP precaricato con 4 bussole SC duplex 50/125 OM3/OM4 acqua | 5 |  | 133.78 | 133.78
PA-FPP-FAP6WAQDSCZ | ) | FAP6WAQDSCZ | PANDUIT - Modulo FAP precaricato con 6 bussole SC duplex 50/125 OM3/OM4 acqua | 5 |  | 200.61 | 200.61
PA-FPP-FAP6WAQSCZ | ) | FAP6WAQSCZ | PANDUIT - Modulo FAP precaricato con 6 bussole SC simplex 50/125 OM3/OM4 acqua | 1 |  | 100.36 | 100.36
PA-FPP-FAP3WBUDSCZ | ) | FAP3WBUDSCZ | PANDUIT - Modulo FAP precaricato con 3 bussole SC duplex 9/125 OS2 blu | 1 |  | 100.36 | 100.36
PA-FPP-FAP4WBUDSCZ | ) | FAP4WBUDSCZ | PANDUIT - Modulo FAP precaricato con 4 bussole SC duplex 9/125 OS2 blu | 5 |  | 133.78 | 133.78
PA-FPP-FAP6WBUDSCZ | ) | FAP6WBUDSCZ | PANDUIT - Modulo FAP precaricato con 6 bussole SC duplex 9/125 OS2 blu | 5 |  | 200.61 | 200.61
PA-FPP-FAP6WBUSCZ | ) | FAP6WBUSCZ | PANDUIT - Modulo FAP precaricato con 6 bussole SC simplex 9/125 OS2 blu | 1 |  | 100.36 | 100.36
Sistema Opticom: Moduli FAP LC (Fiber Adapter Panel) per vassoio FMT1 e cassetto FMD1
PA-FPP-FAP6WAQDLCZ | J | FAP6WAQDLCZ | PANDUIT - Modulo FAP precaricato con 6 bussole LC duplex 50/125 OM3/OM4 acqua | 5 |  | 153.64 | 153.64
PA-FPP-FAP8WAQDLCZ | ) | FAP8WAQDLCZ | PANDUIT - Modulo FAP precaricato con 8 bussole LC duplex 50/125 OM3/OM4 acqua | 1 |  | 213.04 | 213.04
PA-FPP-FAP12WAQDLCZ | J | FAP12WAQDLCZ | PANDUIT - Modulo FAP precaricato con 12 bussole LC duplex 50/125 OM3/OM4 acqua | 5 |  | 300.67 | 300.67
PA-FPP-FAP12WAQLCZ | ) | FAP12WAQLCZ | PANDUIT - Modulo FAP precaricato con 12 bussole LC simplex 50/125 OM3/OM4 acqua | 1 |  | 192.6 | 192.6
PA-FPP-FAP6WBUDLCZ | J | FAP6WBUDLCZ | PANDUIT - Modulo FAP precaricato con 6 bussole LC duplex 9/125 OS2 blu | 5 |  | 153.98 | 153.98
PA-FPP-FAP8WBUDLCZ | ) | FAP8WBUDLCZ | PANDUIT - Modulo FAP precaricato con 8 bussole LC duplex 9/125 OS2 blu | 5 |  | 213.04 | 213.04
PA-FPP-FAP12WBUDLCZ | J | FAP12WBUDLCZ | PANDUIT - Modulo FAP precaricato con 12 bussole LC duplex 9/125 OS2 blu | 5 |  | 300.67 | 300.67
PA-FPP-FAP12WBULCZ | ) | FAP12WBULCZ | PANDUIT - Modulo FAP precaricato con 12 bussole LC simplex 9/125 OS2 blu | 1 |  | 192.6 | 192.6
PA-FPP-FMP6 | ) | FMP6 | PANDUIT - Modulo FAP vuoto accetta 6 moduli Mini Com | 5 |  | 14.67 | 14.67
PA-FPP-FAPB | J | FAPB | PANDUIT - Modulo FAP cieco | 1 |  | 7.4 | 7.4
Sistema Opticom: Cassetti Ottici precaricati Opticom
PA-FPP-FD1W6AQDSCZ | ) | FD1W6AQDSCZ | PANDUIT - Pannello ottico estraibile precaricato con 6 bussole SC duplex 50/125 OM3/OM4 | 1 |  | 143.73 | 143.73
PA-FPP-FD1W12AQDSCZ | ) | FD1W12AQDSCZ | PANDUIT - Pannello ottico estraibile precaricato con 12 bussole SC duplex 50/125 OM3/OM4 | 1 |  | 337.02 | 337.02
PA-FPP-FD1W24AQDSCZ | ) | FD1W24AQDSCZ | PANDUIT - Pannello ottico estraibile precaricato con 24 bussole SC duplex 50/125 OM3/OM4 | 1 |  | 370.73 | 370.73
PA-FPP-FD1W12AQDLCZ | ) | FD1W12AQDLCZ | PANDUIT - Pannello ottico estraibile precaricato con 12 bussole LC duplex 50/125 OM3/OM4 | 1 |  | 337.02 | 337.02
PA-FPP-FD1W24AQDLCZ | ) | FD1W24AQDLCZ | PANDUIT - Pannello ottico estraibile precaricato con 24 bussole LC duplex 50/125 OM3/OM4 | 1 |  | 381.86 | 381.86
PA-FPP-FD1W6BUDSCZ | ) | FD1W6BUDSCZ | PANDUIT - Pannello ottico estraibile precaricato con 6 bussole SC duplex 9/125 OS2 | 1 |  | 366.55 | 366.55
PA-FPP-FD1W12BUDSCZ | ) | FD1W12BUDSCZ | PANDUIT - Pannello ottico estraibile precaricato con 12 bussole SC duplex 9/125 OS2 | 1 |  | 423.53 | 423.53
PA-FPP-FD1W24BUDSCZ | ) | FD1W24BUDSCZ | PANDUIT - Pannello ottico estraibile precaricato con 24 bussole SC duplex 9/125 OS2 | 1 |  | 454.55 | 454.55
PA-FPP-FD1W12BUDLCZ | ) | FD1W12BUDLCZ | PANDUIT - Pannello ottico estraibile precaricato con 6 bussole LC duplex 9/125 OS2 | 1 |  | 391.95 | 391.95
PA-FPP-FD1W24BUDLCZ | ) | FD1W24BUDLCZ | PANDUIT - Pannello ottico estraibile precaricato con 12 bussole LC duplex 9/125 OS2 | 1 |  | 454.55 | 454.55
Sistema PanNet: Bretelle Ottiche
Sistema PanNet: Bretelle Ottiche Monomodali OS2
PA-FPL-F92ELLNLNSNM01 | ) | F92ELLNLNSNM001 | PANDUIT - Bretella ottica LC/LC duplex 9/125 OS2 1.6mm LSZH 1 m | 5 |  | 55.34 | 55.34
PA-FPL-F92ELLNLNSNM02 | ) | F92ELLNLNSNM002 | PANDUIT - Bretella ottica LC/LC duplex 9/125 OS2 1.6mm LSZH 2 m | 5 |  | 56.15 | 56.15
PA-FPL-F92ELLNLNSNM03 | ) | F92ELLNLNSNM003 | PANDUIT - Bretella ottica LC/LC duplex 9/125 OS2 1.6mm LSZH 3 m | 5 |  | 56.96 | 56.96
PA-FPL-F92ELLNSNSNM01 | ) | F92ELLNSNSNM001 | PANDUIT - Bretella ottica LC/SC duplex 9/125 OS2 1.6mm LSZH 1 m | 5 |  | 53.74 | 53.74
PA-FPL-F92ELLNSNSNM02 | ) | F92ELLNSNSNM002 | PANDUIT - Bretella ottica LC/SC duplex 9/125 OS2 1.6mm LSZH 2 m | 5 |  | 54.55 | 54.55
PA-FPL-F92ELLNSNSNM03 | ) | F92ELLNSNSNM003 | PANDUIT - Bretella ottica LC/SC duplex 9/125 OS2 1.6mm LSZH 3 m | 5 |  | 55.36 | 55.36
PA-FPS-F923LSNSNSNM01 | ) | F923LSNSNSNM001 | PANDUIT - Bretella ottica SC/SC duplex 9/125 OS2 3.0mm LSZH 1 m | 5 |  | 52.14 | 52.14
PA-FPS-F923LSNSNSNM02 | ) | F923LSNSNSNM002 | PANDUIT - Bretella ottica SC/SC duplex 9/125 OS2 3.0mm LSZH 2 m | 5 |  | 52.95 | 52.95
PA-FPS-F923LSNSNSNM03 | ) | F923LSNSNSNM003 | PANDUIT - Bretella ottica SC/SC duplex 9/125 OS2 3.0mm LSZH 3m | 5 |  | 53.76 | 53.76
Sistema PanNet: Bretelle Ottiche Multimodali 50/125 OM3
PA-FPL-FX2ELLNLNSNM01 | ) | FX2ELLNLNSNM001 | PANDUIT - Bretella ottica LC/LC duplex 50/125 OM3 1.6mm LSZH 1 m | 5 |  | 50.02 | 50.02
PA-FPL-FX2ELLNLNSNM02 | ) | FX2ELLNLNSNM002 | PANDUIT - Bretella ottica LC/LC duplex 50/125 OM3 1.6mm LSZH 2 m | 5 |  | 52.03 | 52.03
PA-FPL-FX2ELLNLNSNM03 | ) | FX2ELLNLNSNM003 | PANDUIT - Bretella ottica LC/LC duplex 50/125 OM3 1.6mm LSZH 3 m | 5 |  | 54.04 | 54.04
PA-FPL-FX2ELLNSNSNM01 | ) | FX2ELLNSNSNM001 | PANDUIT - Bretella ottica LC/SC duplex 50/125 OM3 3.0mm LSZH 1 m | 5 |  | 48.43 | 48.43
PA-FPL-FX2ELLNSNSNM02 | ) | FX2ELLNSNSNM002 | PANDUIT - Bretella ottica LC/SC duplex 50/125 OM3 3.0mm LSZH 2 m | 5 |  | 50.43 | 50.43
PA-FPL-FX2ELLNSNSNM03 | ) | FX2ELLNSNSNM003 | PANDUIT - Bretella ottica LC/SC duplex 50/125 OM3 3.0mm LSZH 3 m | 5 |  | 52.44 | 52.44
PA-FPS-FX23LSNSNSNM01 | ) | FX23LSNSNSNM001 | PANDUIT - Bretella ottica SC/SC duplex 50/125 OM3 3.0mm LSZH 1 m | 5 |  | 50.45 | 50.45
PA-FPS-FX23LSNSNSNM02 | ) | FX23LSNSNSNM002 | PANDUIT - Bretella ottica SC/SC duplex 50/125 OM3 3.0mm LSZH 2 m | 5 |  | 52.46 | 52.46
PA-FPS-FX23LSNSNSNM03 | ) | FX23LSNSNSNM003 | PANDUIT - Bretella ottica SC/SC duplex 50/125 OM3 3.0mm LSZH 3 m | 5 |  | 54.46 | 54.46
Sistema PanNet: Bretelle Ottiche Multimodali 50/125 OM4
PA-FPL-FZ2ELLNLNSNM01 | ) | FZ2ELLNLNSNM001 | PANDUIT - Bretella ottica LC/LC duplex 50/125 OM4 1.6mm LSZH 1 m | 5 |  | 51.05 | 51.05
PA-FPL-FZ2ELLNLNSNM02 | ) | FZ2ELLNLNSNM002 | PANDUIT - Bretella ottica LC/LC duplex 50/125 OM4 1.6mm LSZH 2 m | 5 |  | 54.08 | 54.08
PA-FPL-FZ2ELLNLNSNM03 | ) | FZ2ELLNLNSNM003 | PANDUIT - Bretella ottica LC/LC duplex 50/125 OM4 1.6mm LSZH 3 m | 5 |  | 57.11 | 57.11
PA-FPL-FZ2ELLNSNSNM01 | ) | FZ2ELLNSNSNM001 | PANDUIT - Bretella ottica LC/SC duplex 50/125 OM4 1.6mm LSZH 1 m | 5 |  | 49.44 | 49.44
PA-FPL-FZ2ELLNSNSNM02 | ) | FZ2ELLNSNSNM002 | PANDUIT - Bretella ottica LC/SC duplex 50/125 OM4 1.6mm LSZH 2 m | 5 |  | 52.48 | 52.48
PA-FPL-FZ2ELLNSNSNM03 | ) | FZ2ELLNSNSNM003 | PANDUIT - Bretella ottica LC/SC duplex 50/125 OM4 1.6mm LSZH 3 m | 5 |  | 55.51 | 55.51
PA-FPS-FZ23LSNSNSNM01 | ) | FZ23LSNSNSNM001 | PANDUIT - Bretella ottica SC/SC duplex 50/125 OM4 3.0mm LSZH 1 m | 5 |  | 47.85 | 47.85
PA-FPS-FZ23LSNSNSNM02 | ) | FZ23LSNSNSNM002 | PANDUIT - Bretella ottica SC/SC duplex 50/125 OM4 3.0mm LSZH 2 m | 5 |  | 50.88 | 50.88
PA-FPS-FZ23LSNSNSNM03 | ) | FZ23LSNSNSNM003 | PANDUIT - Bretella ottica SC/SC duplex 50/125 OM4 3.0mm LSZH 3 m | 5 |  | 53.91 | 53.91
Sistema PanNet: Pigtails
PA-FPG-F5B3-NM1Y | K | F5B3-NM1Y | PANDUIT - Pigtail SC simplex 50/125 OM2 1 m | 1 | PROMO | 10.304 | 10.304
PA-FPG-F91BN1NNNSNM01 | ) | F91BN1NNNSNM001 | PANDUIT - Pigtail LC simplex 9/125 buffer 900mic. OS1/OS2 1m | 5 |  | 15.02 | 15.02
PA-FPG-F91BN3NNNSNM01 | ) | F91BN3NNNSNM001 | PANDUIT - Pigtail SC simplex 9/125 buffer 900mic. OS1/OS2 1m | 5 |  | 14.12 | 14.12
PA-FPG-FX1BN1NNNSNM01 | ) | FX1BN1NNNSNM001 | PANDUIT - Pigtail LC simplex 50/125 buffer 900mic. OM3 1m | 5 |  | 12.85 | 12.85
PA-FPG-FX1BN1NNNSNM02 | ) | FX1BN1NNNSNM002 | PANDUIT - Pigtail LC simplex 50/125 buffer 900mic. OM3 2m | 5 |  | 13.6 | 13.6
PA-FPG-FX1BN3NNNSNM01 | ) | FX1BN3NNNSNM001 | PANDUIT - Pigtail SC simplex 50/125 buffer 900mic. OM3 1m | 5 |  | 11.95 | 11.95
PA-FPG-FZ1BN1NNNSNM01 | ) | FZ1BN1NNNSNM001 | PANDUIT - Pigtail LC simplex 50/125 buffer 900mic. OM4 1m | 5 |  | 14.27 | 14.27
PA-FPG-FZ1BN3NNNSNM01 | ) | FZ1BN3NNNSNM001 | PANDUIT - Pigtail SC simplex 50/125 buffer 900mic. OM4 1m | 5 |  | 13.39 | 13.39
Sistema PanNet: Cavo in fibra Opti-Core loose int/ext non armato
PA-CVF-FACC912-14 | ) | FACC912-14 | PANDUIT - Cavo ottico 12 fibre OS2 int/ext central loose tube, antirod. diam. 7,7mm B2ca s1a d1 a1, nero | 1000 |  | 8.9 | 8.9
PA-CVF-FACC924-14 | ) | FACC924-14 | PANDUIT - Cavo ottico 24 fibre OS2 int/ext central loose tube, antirod. diam. 7,7mm B2ca s1a d1 a1, nero | 1000 |  | 9.58 | 9.58
PA-CVF-FACC912-24 | J | FACC912-24 | PANDUIT - Cavo ottico 12 fibre OS2 int/ext central loose tube, antirod. diam. 9,0mm Cca s1a d1 a1, nero | 1 | PROMO | 6.57 | 6.57
PA-CVF-FACC924-24 | ) | FACC924-24 | PANDUIT - Cavo ottico 24 fibre OS2 int/ext central loose tube, antirod. diam. 9,0mm Cca s1a d1 a1, nero | 200 |  | 7.25 | 7.25
PA-CVF-FACC912-40 | ) | FACC912-40 | PANDUIT - Cavo ottico 12 fibre OS2 int/ext central loose tube, antirod. diam. 9,0mm Eca s1a d1 a1, nero | 200 |  | 2.04 | 2.04
PA-CVF-FACC924-40 | ) | FACC924-40 | PANDUIT - Cavo ottico 24 fibre OS2 int/ext central loose tube, antirod. diam. 9,0mm Eca s1a d1 a1, nero | 200 |  | 2.73 | 2.73
PA-CVF-FACCX12-24 | ) | FACCX12-24 | PANDUIT - Cavo ottico 12 fibre OM3 int/ext central loose tube, antirod. diam. 9,0mm Cca s1a d1 a1, nero | 1 |  | 10.63 | 10.63
PA-CVF-FACCX24-24 | ) | FACCX24-24 | PANDUIT - Cavo ottico 24 fibre OM3 int/ext central loose tube, antirod. diam. 9,0mm Cca s1a d1 a1, nero | 200 |  | 15.34 | 15.34
PA-CVF-FACCX12-40 | ) | FACCX12-40 | PANDUIT - Cavo ottico 12 fibre OM3 int/ext central loose tube, antirod. diam. 7,5mm Eca, nero | 200 |  | 6.1 | 6.1
PA-CVF-FACCX24-40 | ) | FACCX24-40 | PANDUIT - Cavo ottico 24 fibre OM3 int/ext central loose tube, antirod. diam. 8,0mm Eca, nero | 1000 |  | 10.82 | 10.82
PA-CVF-FACCZ12-24 | J | FACCZ12-24 | PANDUIT - Cavo ottico 12 fibre OM4 int/ext central loose tube, antirod. diam. 9,0mm Cca s1a d1 a1, nero | 1 | PROMO | 14.91 | 14.91
PA-CVF-FACCZ24-24 | ) | FACCZ24-24 | PANDUIT - Cavo ottico 24 fibre OM4 int/ext central loose tube, antirod. diam. 9,0mm Cca s1a d1 a1, nero | 200 |  | 23.91 | 23.91
PA-CVF-FACCZ12-40 | ) | FACCZ12-40 | PANDUIT - Cavo ottico 12 fibre OM4 int/ext central loose tube, antirod. diam. 7,5mm Eca, nero | 200 |  | 10.3788 | 10.3788
PA-CVF-FACCZ24-40 | ) | FACCZ24-40 | PANDUIT - Cavo ottico 24 fibre OM4 int/ext central loose tube, antirod. diam. 8,0mm Eca, nero | 1000 |  | 19.387 | 19.387
Componenti per il cablaggio in fibra ottica NetKey
Sistema NetKey: cassetti ottici di terminazione
PA-FPP-NKFD1W6AQDSC | K | NKFD1W6AQDSC | PANDUIT - Cassetto ottico NetKey estraibile con 6 adattatori SC duplex multimodali OM3/4 | 1 |  | 244.54 | 244.54
PA-FPP-NKFD1W6AQDSCZ | ) | NKFD1W6AQDSCZ | PANDUIT - Cassetto ottico NetKey estraibile con 6 adattatori SC duplex multimodali OM3/4 | 1 |  | 244.54 | 244.54
PA-FPP-NKFD1W12AQDSC | K | NKFD1W12AQDSC | PANDUIT - Cassetto ottico NetKey estraibile con 12 adattatori SC duplex multimodali OM3/4 | 1 |  | 344.14 | 344.14
PA-FPP-NKFD1W12AQDSCZ | J | NKFD1W12AQDSCZ | PANDUIT - Cassetto ottico NetKey estraibile con 12 adattatori SC duplex multimodali OM3/4 | 1 |  | 344.14 | 344.14
PA-FPP-NKFD1W12AQDLC | K | NKFD1W12AQDLC | PANDUIT - Cassetto ottico NetKey estraibile con 12 adattatori LC duplex multimodali OM3/4 | 1 |  | 294.57 | 294.57
PA-FPP-NKFD1W12AQDLCZ | J | NKFD1W12AQDLCZ | PANDUIT - Cassetto ottico NetKey estraibile con 12 adattatori LC duplex multimodali OM3/4 | 1 |  | 294.57 | 294.57
PA-FPP-NKFD1W24AQDLC | K | NKFD1W24AQDLC | PANDUIT - Cassetto ottico NetKey estraibile con 24 adattatori LC duplex multimodali OM3/4 | 1 |  | 445.14 | 445.14
PA-FPP-NKFD1W24AQDLCZ | J | NKFD1W24AQDLCZ | PANDUIT - Cassetto ottico NetKey estraibile con 24 adattatori LC duplex multimodali OM3/4 | 1 |  | 445.14 | 445.14
PA-FPP-NKFD1W6BUDSCZ | ) | NKFD1W6BUDSCZ | PANDUIT - Cassetto ottico NetKey estraibile con 6 adattatori SC duplex monomodale OS1/OS2 | 1 |  | 271.51 | 271.51
PA-FPP-NKFD1W12BUDSCZ | ) | NKFD1W12BUDSCZ | PANDUIT - Cassetto ottico NetKey estraibile con 12 adattatori SC duplex monomodale OS1/OS2 | 1 |  | 398.11 | 398.11
PA-FPP-NKFD1W12BUDLCZ | J | NKFD1W12BUDLCZ | PANDUIT - Cassetto ottico NetKey estraibile con 12 adattatori LC duplex monomodale OS1/OS2 | 1 |  | 336.93 | 336.93
PA-FPP-NKFD1W24BUDLCZ | ) | NKFD1W24BUDLCZ | PANDUIT - Cassetto ottico NetKey estraibile con 24 adattatori LC duplex monomodale OS1/OS2 | 1 |  | 475.38 | 475.38
PA-ACC-FSC24 | J | FSC24 | PANDUIT - Cartolina porta giunti accetta fino a 24 giunzioni a fusione, compreso coperchio di adesivo | 5 |  | 11.36 | 11.36
Sistema NetKey: Bretelle Ottiche
Sistema NetKey: Bretelle Ottiche Monomodali OS2
PA-FPL-NKFP92ELLLSM01 | J | NKFP92ELLLSM001 | PANDUIT - Bretella ottica NetKey LC/LC duplex 9/125 OS2 1.6mm LSZH 1 m | 1 |  | 29.47 | 29.47
PA-FPL-NKFP92ELLLSM02 | J | NKFP92ELLLSM002 | PANDUIT - Bretella ottica NetKey LC/LC duplex 9/125 OS2 1.6mm LSZH 2 m | 1 |  | 30.79 | 30.79
PA-FPL-NKFP92ELLLSM03 | ) | NKFP92ELLLSM003 | PANDUIT - Bretella ottica NetKey LC/LC duplex 9/125 OS2 1.6mm LSZH 3 m | 1 |  | 32.09 | 32.09
PA-FPL-NKFP92ELLSSM01 | ) | NKFP92ELLSSM001 | PANDUIT - Bretella ottica NetKey LC/SC duplex 9/125 OS2 1.6mm LSZH 1 m | 1 |  | 27.95 | 27.95
PA-FPL-NKFP92ELLSSM02 | ) | NKFP92ELLSSM002 | PANDUIT - Bretella ottica NetKey LC/SC duplex 9/125 OS2 1.6mm LSZH 2 m | 1 |  | 29.82 | 29.82
PA-FPL-NKFP92ELLSSM03 | ) | NKFP92ELLSSM003 | PANDUIT - Bretella ottica NetKey LC/SC duplex 9/125 OS2 1.6mm LSZH 3 m | 1 |  | 31.74 | 31.74
PA-FPS-NKFP923LSSSM01 | ) | NKFP923LSSSM001 | PANDUIT - Bretella ottica NetKey SC/SC duplex 9/125 OS2 3.0mm LSZH 1 m | 1 |  | 27.98 | 27.98
PA-FPS-NKFP923LSSSM02 | ) | NKFP923LSSSM002 | PANDUIT - Bretella ottica NetKey SC/SC duplex 9/125 OS2 3.0mm LSZH 2 m | 1 |  | 31 | 31
PA-FPS-NKFP923LSSSM03 | ) | NKFP923LSSSM003 | PANDUIT - Bretella ottica NetKey SC/SC duplex 9/125 OS2 3.0mm LSZH 3 m | 1 |  | 34.03 | 34.03
Sistema NetKey: Bretelle Ottiche Multimodali OM3
PA-FPL-NKFPX2ELLLSM01 | ) | NKFPX2ELLLSM001 | PANDUIT - Bretella ottica NetKey LC/LC duplex 50/125 OM3 1.6mm LSZH 1 m | 1 |  | 23.83 | 23.83
PA-FPL-NKFPX2ELLLSM02 | ) | NKFPX2ELLLSM002 | PANDUIT - Bretella ottica NetKey LC/LC duplex 50/125 OM3 1.6mm LSZH 2 m | 1 |  | 25.7 | 25.7
PA-FPL-NKFPX2ELLLSM03 | ) | NKFPX2ELLLSM003 | PANDUIT - Bretella ottica NetKey LC/LC duplex 50/125 OM3 1.6mm LSZH 3 m | 1 |  | 27.58 | 27.58
PA-FPL-NKFPX2ELLSSM01 | ) | NKFPX2ELLSSM001 | PANDUIT - Bretella ottica NetKey LC/SC duplex 50/125 OM3 1.6mm LSZH 1 m | 5 |  | 25.64 | 25.64
PA-FPL-NKFPX2ELLSSM02 | ) | NKFPX2ELLSSM002 | PANDUIT - Bretella ottica NetKey LC/SC duplex 50/125 OM3 1.6mm LSZH 2 m | 1 |  | 27.52 | 27.52
PA-FPL-NKFPX2ELLSSM03 | ) | NKFPX2ELLSSM003 | PANDUIT - Bretella ottica NetKey LC/SC duplex 50/125 OM3 1.6mm LSZH 3 m | 5 |  | 29.4 | 29.4
PA-FPS-NKFPX23LSSSM01 | ) | NKFPX23LSSSM001 | PANDUIT - Bretella ottica NetKey SC/SC duplex 50/125 OM3 3.0mm LSZH 1 m | 5 |  | 25.02 | 25.02
PA-FPS-NKFPX23LSSSM02 | ) | NKFPX23LSSSM002 | PANDUIT - Bretella ottica NetKey SC/SC duplex 50/125 OM3 3.0mm LSZH 2 m | 1 |  | 27.36 | 27.36
PA-FPS-NKFPX23LSSSM03 | ) | NKFPX23LSSSM003 | PANDUIT - Bretella ottica NetKey SC/SC duplex 50/125 OM3 3.0mm LSZH 3 m | 5 |  | 29.7 | 29.7
Sistema NetKey: Bretelle Ottiche Multimodali OM4
PA-FPL-NKFPZ22LLLSM01 | J | NKFPZ22LLLSM001 | PANDUIT - Bretella ottica NetKey LC/LC duplex 50/125 OM4 1.6mm LSZH 1 m | 1 |  | 27.33 | 27.33
PA-FPL-NKFPZ22LLLSM02 | J | NKFPZ22LLLSM002 | PANDUIT - Bretella ottica NetKey LC/LC duplex 50/125 OM4 1.6mm LSZH 2 m | 1 |  | 29.48 | 29.48
PA-FPL-NKFPZ22LLLSM03 | J | NKFPZ22LLLSM003 | PANDUIT - Bretella ottica NetKey LC/LC duplex 50/125 OM4 1.6mm LSZH 3 m | 5 |  | 31.64 | 31.64
Sistema NetKey: Pigtails
PA-FPG-NKFP91BN1NNM01 | J | NKFP91BN1NNM001 | PANDUIT - Pigtail NetKey LC simplex 9/125 OS2 1 m | 1 |  | 8.73 | 8.73
PA-FPG-NKFP91BN3NNM01 | ) | NKFP91BN3NNM001 | PANDUIT - Pigtail NetKey SC simplex 9/125 OS2 1 m | 1 |  | 6.78 | 6.78
PA-FPG-NKFPX1BN1NNM01 | J | NKFPX1BN1NNM001 | PANDUIT - Pigtail NetKey LC simplex 50/125 OM3 1 m | 1 |  | 7.59 | 7.59
PA-FPG-NKFPX1BN3NNM01 | ) | NKFPX1BN3NNM001 | PANDUIT - Pigtail NetKey SC simplex 50/125 OM3 1 m | 1 |  | 7.03 | 7.03
PA-FPG-NKFPZ1BN1NNM01 | J | NKFPZ1BN1NNM001 | PANDUIT - Pigtail NetKey LC simplex 50/125 OM4 1 m | 1 |  | 8.11 | 8.11
Sistema NetKey: Adattatori per connettività ottica
PA-ACC-NKSCMZIW | ) | NKSCMZIW | PANDUIT - Adattatore NetKey SC simplex multimodale, slitta in bronzo, bianco | 5 |  | 10.7 | 10.7
PA-ACC-NKDLCMZAQ | ) | NKDLCMZAQ | PANDUIT - Adattatore NetKey LC duplex multimodale, slitta ceramica, aqua | 5 |  | 18.23 | 18.23
PA-ACC-NKDLCMZIW | ) | NKDLCMZIW | PANDUIT - Adattatore NetKey LC duplex monomodale, slitta ceramica, blu | 5 |  | 18.23 | 18.23
Accessori
Passacavi orizzontali a canalina
PA-RAC-WMPFSE | J | WMPFSE | PANDUIT - Passacavi orizzontali a canalina Frontale, 1U | 1 |  | 80.68 | 80.68
PA-RAC-WMP1E | ) | WMP1E | PANDUIT - Passacavi orizzontali a canalina Frontale, 2U | 1 |  | 120.86 | 120.86
PA-RAC-WMPVF45E | ) | WMPVF45E | PANDUIT - Passacavi verticale NetRunner singolo a canalina frontale in PVC con coperchio, 45U, nero | 1 |  | 306.31 | 306.31
PA-RAC-FLBSIM-51 | ) | FLBSIM-51 | PANDUIT - Pannello cieco a tendina da 4 a 51U consecutive su guide verticali 19'' | 1 |  | 423.29 | 423.29
Passacavi orizzontali ad anelli
PA-RAC-CMPHF1 | J | CMPHF1 | PANDUIT - Passacavi orizzontali ad anelli Frontale, 1U - D= 38,1x76,2mm | 1 |  | 67.74 | 67.74
PA-RAC-CMPHF2 | ) | CMPHF2 | PANDUIT - Passacavi orizzontali ad anelli Frontale, 2U - D= 76,2x76,2mm | 1 |  | 103.66 | 103.66
Pannelli ciechi 19"
PA-PP-DPFP1 | ) | DPFP1 | PANDUIT - Pannello cieco 19'' 1U | 1 |  | 38.26 | 38.26
PA-PP-TLBP1S-V | J | TLBP1S-V | PANDUIT - Pannello cieco 19'' 1U montaggio senza viti | 1 |  | 16.75 | 16.75
Stampante per Identificazione
PA-RAC-LS8E-KIT | ) | LS8E-KIT | PANDUIT - Kit stampante PanTher LS8EQ con una cartuccia per marcatura cavo S100X150VAC, kit collegamento PC, 6 batterie AA | 1 |  | 977.09 | 977.09
PA-RAC-LS8EQ-KIT-ACE | ) | LS8EQ-KIT-ACE | PANDUIT - Kit stampante PanTher LS8EQ con etich. autolam. S100X150VAC, aliment. LS8E-ACE 100-240 VAC, sw PC, 6 batterie AA | 1 |  | 1025.95 | 1025.95
PA-RAC-LS8EQ | ) | LS8EQ | PANDUIT - Stampante PanTher LS8 | 1 |  | 886.03 | 886.03
PA-RAC-LS8E-ACE | ) | LS8E-ACE | PANDUIT - Alimentatore 220VAC | 1 |  | 136.48 | 136.48
PA-RAC-LS8-CLN | ) | LS8-CLN | PANDUIT - KIT di pulizia per LS8 | 1 |  | 39.8 | 39.8
Etichette
PA-ACC-C379X030FJC | ) | C379X030FJC | PANDUIT - Etichetta per stampante LS8 identificazione pannelli precaricati, faceplate e scatole PanNet (96,3x7,6 mm), 75 pz | 5 |  | 97.86 | 97.86
PA-ACC-C252X030FJC | ) | C252X030FJC | PANDUIT - Etichetta per stampante LS8 identificazione pannelli modulari metallici NetKey e PanNet (64x7,6 mm) 125 pz | 5 |  | 95.19 | 95.19
PA-ACC-C261X035Y1C | ) | C261X035Y1C | PANDUIT - Etichetta per stampante LS8 identificazione pannelli modulari plastici e metallici PanNet (66,3x8,9 mm) 75 pz | 5 |  | 98.41 | 98.41
PA-ACC-S100X160VAC | ) | S100X160VAC | PANDUIT - Etichetta in vinile per stampante LS8 identificazione cavi per tubetti NWSLC-2Y e NWSLC-3Y, diametro 6,4 mm, 175 pz | 5 |  | 59.81 | 59.81
PA-ACC-S100X150VAC | ) | S100X150VAC | PANDUIT - Etichetta per stampante LS8 identificazione cavi diametro da 4 a 8,1 mm, 200 pz | 5 |  | 67.76 | 67.76
PA-ACC-C138X019FJC | ) | C138X019FJC | PANDUIT - Etichetta per stampante LS8 identificazione connettore PanNet (35,1x4,8 mm) 200 pz | 5 |  | 96.07 | 96.07

## Corning
Listino Giugno22 |  |  | WWW.COMPASSTECH.IT
Indice
Corning
Cod. Compass |  | Cod. Vendor | Descrizione | MOQ |  | End-User | Netto
FutureCom Solution - Sistema non schermato in rame Cat.5e
Keystone Modular Jacks Cat.5e
CG-FQ100027173 | ) | FQ100027173 | CORNING - Presa RJ45 E100 Cat.5e hardware UTP keystone toolless con sportellino, confezione da 8 pz -nera- VOL-OCK5EU-BK8 | 8 |  | 3.2998 | 3.2998
CG-FQ100029302 | ) | FQ100029302 | CORNING - Presa RJ45 E100 Cat.5e hardware UTP keystone toolless con sportellino, confezione da 8 pz -bianca- VOL-OCK5E-U8 | 8 |  | 3.3997 | 3.3997
FutureCom Solution - Sistema non schermato in rame Cat.6
Keystone Modular Jacks Cat.6 UTP
CG-VOL-OCK6-U8 | J | FQ100031258 | CORNING - Presa RJ45 E250 Cat.6 link UTP keystone toolless con sportellino, 22-26 AWG, confezione da 8 pz -bianca- | 8 |  | 3.5397 | 3.5397
CG-VOL-OCK6-U-BK | J | FQ100031209 | CORNING - Presa RJ45 E250 Cat.6 link UTP keystone toolless con sportellino, 22-26 AWG, confezione da 8 pz -nera- | 8 |  | 3.5397 | 3.5397
CG-VOLOCK6UH8 | ) | XF500006432 | CORNING - Presa RJ45 E250 Cat.6 hardw. a 3 ingressi cavo UTP keystone toolless con sportellino, 22-26 AWG, conf. da 8 pz -bianca- | 8 |  | 4.5197 | 4.5197
CG-FQ100031241 | ) | FQ100031241 | CORNING - Presa RJ45 Cat.6 link UTP keystone toolless con sportellino, 22-26 AWG, confezione da 480 pz -bianca- | 480 |  | 3.4397 | 3.4397
Cavi in rame Cat.6 U/UTP
CG-UU009161587 | J | UU009161587 | CORNING - Cavo Cat.6 U/UTP 24AWG 4cp, LSZH/FRNC Cca,s1a,d0,a1, box 305m -verde- VOL6UL4305 | 305 |  | 0.78154 | 0.78154
CG-UU009175405 | J | UU009175405 | CORNING - Cavo Cat.6 U/UTP 24AWG 4cp, LSZH/FRNC Cca,s1a,d0,a1, bobina 500m -verde- VOL6UL4500 | 500 |  | 0.78154 | 0.78154
CG-MCXVEE-BC047V009L6 | ) | MCXVEE-BC047-V009-L6 | CORNING - Cavo Cat.6 U/UTP 24AWG 4cp, LSZH/FRNC Cca,s1a,d0,a1, bobina 500m -bianco- VOL6UL4500 | 15000 | NEW | 0.77132 | 0.77132
CG-VOL-6UL4-305 | ) | DE010024342 | CORNING - Cavo Cat.6 U/UTP 24AWG 4cp, LSZH Dca,s1,d1,a2, box 305m -verde- VOL-6UL4-305 | 305 |  | 0.65791 | 0.65791
Bretelle Cat.6 U/UTP
CG-CCAVGE-DB002A010C0 | ) | CCAVGE-DB002-A010-C0 | CORNING - Bretella di permutazione Cat.6 U/UTP, 26 AWG, LSZH, colore turchese 1m cod. VOL-6UDL-L1T | 1 |  | 4.0197 | 4.0197
CG-CCAVGE-DB002A020C0 | ) | CCAVGE-DB002-A020-C0 | CORNING - Bretella di permutazione Cat.6 U/UTP, 26 AWG, LSZH, colore turchese 2m cod. VOL-6UDL-L2T | 1 |  | 5.3996 | 5.3996
CG-CCAVGE-DB002A030C0 | ) | CCAVGE-DB002-A030-C0 | CORNING - Bretella di permutazione Cat.6 U/UTP, 26 AWG, LSZH, colore turchese 3m cod. VOL-6UDL-L3T | 1 |  | 6.8195 | 6.8195
CG-CCAVGE-DB002A050C0 | ) | CCAVGE-DB002-A050-C0 | CORNING - Bretella di permutazione Cat.6 U/UTP, 26 AWG, LSZH, colore turchese 5m cod. VOL-6UDL-L5T | 1 |  | 9.5993 | 9.5993
CG-VOL-6UDL-L1T | L | UU008073957 | CORNING - Bretella di permutazione Cat.6 UTP, LSZH, colore turchese 1m | 1 | PROMO | 3.024 | 3.024
CG-VOL-6UDL-L2T | L | UU008074146 | CORNING - Bretella di permutazione Cat.6 UTP, LSZH, colore turchese 2m | 1 | PROMO | 3.978 | 3.978
CG-VOL-6UDL-L3T | L | UU008074435 | CORNING - Bretella di permutazione Cat.6 UTP, LSZH, colore turchese 3m | 1 | PROMO | 4.5 | 4.5
CG-VOL-6UDL-L5T | L | UU008074484 | CORNING - Bretella di permutazione Cat.6 UTP, LSZH, colore turchese 5m | 1 | PROMO | 6.84 | 6.84
FutureCom Solution - Sistema non schermato in rame Cat.6A
Keystone Modular Jacks Cat.6A UTP
CG-VOLOCK6AUN8 | J | XF500006457 | CORNING - Presa RJ45 V500 Cat.6A hardw. a 3 ingressi cavo UTP keystone toolless con sportellino, 22-26 AWG, conf. da 8 pz -bianca- | 8 |  | 6.6995 | 6.6995
CG-XF500006390 | J | XF500006390 | CORNING - Presa RJ45 V500 Cat.6A hardw. a 3 ingressi cavo UTP keystone toolless con sportellino, 22-26 AWG, conf. da 8 pz -nera- | 8 |  | 6.6995 | 6.6995
Cavi in rame Cat.6A U/UTP
CG-VOL-6AULN4-C | J | UU009161595 | CORNING - Cavo Cat.6A U/UTP 24AWG 4cp, LSZH/FRNC Cca,s1a,d0,a1, bobina 500m -verde- VOL6AUL4500 | 500 |  | 1.0225 | 1.0225
CG-VOL-6AULN4-C/W | ) | MCXKEE-DC047-V009-L6 | CORNING - Cavo Cat.6A U/UTP 24AWG 4cp, LSZH/FRNC Cca,s1a,d0,a1, bobina 500m -bianco- VOL6AUL4500 | 15000 |  | 0.99463 | 0.99463
Bretelle Cat.6A U/UTP
CG-CCAKYE-GB002A010C0 | ) | CCAKYE-GB002-A010-C0 | CORNING - Bretella di permutazione Cat.6A UTP, 24 AWG, LSZH, colore turchese 1m cod. VOL-6AUL-L1-T | 1 |  | 5.5996 | 5.5996
CG-CCAKYE-GB002A020C0 | ) | CCAKYE-GB002-A020-C0 | CORNING - Bretella di permutazione Cat.6A UTP, 24 AWG, LSZH, colore turchese 2m cod. VOL-6AUL-L2-T | 1 |  | 7.3994 | 7.3994
CG-CCAKYE-GB002A030C0 | ) | CCAKYE-GB002-A030-C0 | CORNING - Bretella di permutazione Cat.6A UTP, 24 AWG, LSZH, colore turchese 3m cod. VOL-6AUL-L3-T | 1 |  | 9.2193 | 9.2193
CG-CCAKYE-GB002A050C0 | ) | CCAKYE-GB002-A050-C0 | CORNING - Bretella di permutazione Cat.6A UTP, 24 AWG, LSZH, colore turchese 5m cod. VOL-6AUL-L5-T | 1 |  | 12.799 | 12.799
CG-VOL6AULL1 | L | UU001074879 | CORNING - Bretella di permutazione Cat.6A UTP, LSZH, colore turchese 1m | 1 | PROMO | 3.762 | 3.762
CG-VOL6AULL2 | L | UU001075009 | CORNING - Bretella di permutazione Cat.6A UTP, LSZH, colore turchese 2m | 1 | PROMO | 4.7772 | 4.7772
CG-VOL6AULL3 | L | UU001075413 | CORNING - Bretella di permutazione Cat.6A UTP, LSZH, colore turchese 3m | 1 | PROMO | 6.426 | 6.426
FutureCom Solution - Sistema schermato in rame Cat.6
Keystone Modular Jacks Cat.6 schermati
CG-VOL-OCK6S-H8 | J | XF500006010 | CORNING - Presa RJ45 V250S Cat.6 link STP con schermatura completa, 22-24 AWG, confezione da 8 pz -silver,bianca- | 8 |  | 4.8596 | 4.8596
CG-UU001520574 | J | UU001520574 | CORNING - Presa RJ45 E250 Flex Cat.6 link FTP con schermatura parziale, 22-26 AWG, confezione da 8 pz -bianca- VOL-OCK6-F8 | 8 |  | 6.8195 | 6.8195
Cavi in rame Cat.6 F/UTP
CG-UU009120245 | ) | UU009120245 | CORNING - Cavo Cat.6 F/UTP 250 MHz 24 AWG 4cp, LSZH/FRNC Cca,s1a,d0,a1 bobina 500m -verde- VOL6FL4500 | 500 |  | 0.95481 | 0.95481
CG-XE004802288 | ) | XE004802288 | CORNING - Cavo Cat.6 F/UTP 250 MHz 24 AWG 4cp, LSZH/FRNC Dca,s2,d2,a1 bobina 500m -verde- VOL6FL4500 | 500 |  | 0.93321 | 0.93321
Bretelle Cat.6 U/FTP
CG-CCAEIA-DP002A010C0 | L | CCAEIA-DP002-A010-C0 | CORNING - Bretella di permutazione Cat.6 U/FTP, LSZH, cavo nero, copri plug colore grigio 1m | 1 | PROMO | 4.5954 | 4.5954
CG-CCAEIA-DP002A020C0 | L | CCAEIA-DP002-A020-C0 | CORNING - Bretella di permutazione Cat.6 U/FTP, LSZH, cavo nero, copri plug colore grigio 2m | 1 | PROMO | 4.884 | 4.884
CG-CCAEIA-DP002A030C0 | L | CCAEIA-DP002-A030-C0 | CORNING - Bretella di permutazione Cat.6 U/FTP, LSZH, cavo nero, copri plug colore grigio 3m | 1 | PROMO | 5.476 | 5.476
CG-CCAEGB-DB002A010C0 | ) | CCAEGB-DB002-A010-C0 | CORNING - Bretella di permutazione Cat.6 S/FTP, 27 AWG, LSZH, turchese, 1m cod.VOL-6SSL-L1-T | 1 |  | 6.9595 | 6.9595
CG-CCAEGB-DB002A020C0 | ) | CCAEGB-DB002-A020-C0 | CORNING - Bretella di permutazione Cat.6 S/FTP, 27 AWG, LSZH, turchese, 2m cod.VOL-6SSL-L2-T | 1 |  | 8.6993 | 8.6993
CG-CCAEGB-DB002A030C0 | ) | CCAEGB-DB002-A030-C0 | CORNING - Bretella di permutazione Cat.6 S/FTP, 27 AWG, LSZH, turchese, 3m cod.VOL-6SSL-L3-T | 1 |  | 10.4392 | 10.4392
CG-CCAEGB-DB002A050C0 | ) | CCAEGB-DB002-A050-C0 | CORNING - Bretella di permutazione Cat.6 S/FTP, 27 AWG, LSZH, turchese, 5m cod.VOL-6SSL-L5-T | 1 |  | 13.899 | 13.899
FutureCom Solution - Sistema schermato in rame Cat.6A
Keystone Modular Jacks Cat.6A schermati
CG-CAXXSM-00104C011BP | J | CAXXSM-00104-C011-BP | CORNING - Presa RJ45 Cat.6A xs500 schermata keystone con sportellino 22-24 AWG cavo solido -blu- (conf. 24 pz) | 24 |  | 5.5596 | 5.5596
CG-XF500003553 | J | XF500003553 | CORNING - Presa RJ45 Cat.6A hardware schermata, cavo a 3 ingressi, confezione da 8 pz -bianca- VOL-OCK6A-SN8 | 8 |  | 9.0593 | 9.0593
CG-DE010022734 | ) | DE010022734 | CORNING - Presa RJ45 Cat.6A link schermata, cavo a ingresso orizzontale, confezione da 8 pz -bianca- VOLOCK6ASE8 | 8 |  | 6.2995 | 6.2995
CG-CAXBSM-00104-C001 | J | CAXBSM-00104-C001 | CORNING - Presa RJ45 Cat.6A S500 schermata keystone con sportellino, 22-24 AWG cavo solido -blu- | 1 |  | 8.1194 | 8.1194
CG-CAXBSM-00104-C002 | ) | CAXBSM-00104-C002 | CORNING - Presa RJ45 Cat.6A S500 schermata keystone con sportellino, 24-26 AWG cavo trefolato -blu- | 1 |  | 10.0592 | 10.0592
CG-CAXXSM-00104-C001 | ) | CAXXSM-00104-C001 | CORNING - Presa RJ45 Cat.6A xs500 schermata keystone con sportellino 22-24 AWG cavo solido -blu- | 1 |  | 6.4195 | 6.4195
CG-CAXXSM-00104-C002 | ) | CAXXSM-00104-C002 | CORNING - Presa RJ45 Cat.6A xs500 schermata keystone con sportellino 26-27 AWG cavo trefolato -blu- | 1 |  | 6.9195 | 6.9195
CG-CAXFSM-00100-C001 | ) | CAXFSM-00100-C001 | CORNING - Presa tera Cat.7A S1200 schermata keystone con sportellino 22-24 AWG cavo solido | 1 |  | 21.1984 | 21.1984
CG-CAXXSN-00110-C001 | ) | CAXXSN-00110-C001 | CORNING - Adattatore per presa xs500 keystone in formato LANscape, confezione 6 pz. | 1 |  | 15.9188 | 15.9188
FutureCom Solution - Cavi rame Cat.6A
CG-UU009175728 | ) | UU009175728 | CORNING - Cavo Cat.6A F/UTP 500 MHz 24 AWG 4cp, LSZH/FRNC B2ca,s1a,d0,a1, bobina 500m -verde- cod. VOL6AFL4500 | 500 |  | 1.0982 | 1.0982
CG-UU009175736 | ) | UU009175736 | CORNING - Cavo Cat.6A F/UTP 500 MHz 24 AWG 4cp, LSZH/FRNC Cca, s1a,d0, a1 bobina 500m -verde- VOL6AFL4500 | 500 |  | 1.0675 | 1.0675
CG-CCXEDB-DC047C001L7 | J | CCXEDB-DC047-C001-L7 | CORNING - Cavo Cat.6A S/FTP 550MHz 23AWG 4cp, (scherm.treccia completa), LSZH3/FRNC Cca,s1,d1,a1, bobina 1000m -blu- | 1000 |  | 1.5909 | 1.5909
CG-CCXEDB-DC047C001L6 | ) | CCXEDB-DC047-C001-L6 | CORNING - Cavo Cat.6A S/FTP 550MHz 23AWG 4cp, (scherm.treccia completa), LSZH3/FRNC Cca,s1,d1,a1, bobina 500m -blu- | 500 |  | 1.5909 | 1.5909
CG-CCXEDB-D0047C001L7 | ) | CCXEDB-D0047-C001-L7 | CORNING - Cavo Cat.6A S/FTP 550MHz 23AWG 4cp, (scherm.treccia completa), LSZH3/FRNC Dca,s2,d2,a1, bobina 1000m -blu- | 1000 |  | 1.3803 | 1.3803
CG-CCXEDB-D0047C001L6 | J | CCXEDB-D0047-C001-L6 | CORNING - Cavo Cat.6A S/FTP 550MHz 23AWG 4cp, (scherm.treccia completa), LSZH3/FRNC Dca,s2,d2,a1, bobina 500m -blu- | 500 |  | 1.3803 | 1.3803
CG-CCXEDR-D0047C003L7 | ) | CCXEDR-D0047-C003-L7 | CORNING - Cavo Cat.6A S/FTP 550MHz 23sAWG 4cp, (scherm.treccia ridotta), LSZH1/FRNC Dca,s2,d2,a1, bobina 1000m -blu- | 1000 |  | 1.2046 | 1.2046
CG-CCXEDR-D0047C003L6 | ) | CCXEDR-D0047-C003-L6 | CORNING - Cavo Cat.6A S/FTP 550MHz 23sAWG 4cp, (scherm.treccia ridotta), LSZH1/FRNC Dca,s2,d2,a1, bobina 500m -blu- | 500 |  | 1.2046 | 1.2046
CG-CCXEDA-DC047C001L7 | J | CCXEDA-DC047-C001-L7 | CORNING - Cavo Cat.6A F/FTP 550MHz 23AWG 4cp, LSZH/FRNC Cca,s1,d1,a1 bobina 1000m -blu- | 1000 |  | 1.1948 | 1.1948
CG-CCXEDA-D0047C001L7 | ) | CCXEDA-D0047-C001-L7 | CORNING - Cavo Cat.6A F/FTP 550MHz 23AWG 4cp, LSZH/FRNC Dca,s2,d2,a1, bobina 1000m -blu- | 1000 |  | 1.1104 | 1.1104
CG-CCXEDA-D0047C001L6 | J | CCXEDA-D0047-C001-L6 | CORNING - Cavo Cat.6A F/FTP 550MHz 23AWG 4cp, LSZH/FRNC Dca,s2,d2,a1, bobina 500m -blu- | 500 |  | 1.1104 | 1.1104
CG-CCXEDA-F0047C001L7 | ) | CCXEDA-F0047-C001-L7 | CORNING - Cavo Cat.6A F/FTP 750MHz 23AWG 4cp, LSZH/FRNC Dca,s2,d2,a1, bobina 1000m -blu- | 1000 |  | 1.2065 | 1.2065
FutureCom Solution - Bretelle Cat.6A S/FTP
CG-CCAAGB-G1002A005C0 | ) | CCAAGB-G1002-A005-C0 | CORNING - Bretella di permutazione Cat.6A S/FTP, 26 AWG, LSFRZH, grigia, 0,5m | 1 |  | 7.2795 | 7.2795
CG-CCAAGB-G1002A010C0 | J | CCAAGB-G1002-A010-C0 | CORNING - Bretella di permutazione Cat.6A S/FTP, 26 AWG, LSFRZH, grigia, 1m | 1 |  | 8.3194 | 8.3194
CG-CCAAGB-G1002A020C0 | J | CCAAGB-G1002-A020-C0 | CORNING - Bretella di permutazione Cat.6A S/FTP, 26 AWG, LSFRZH, grigia, 2m | 1 |  | 10.4192 | 10.4192
CG-CCAAGB-G1002A030C0 | J | CCAAGB-G1002-A030-C0 | CORNING - Bretella di permutazione Cat.6A S/FTP, 26 AWG, LSFRZH, grigia, 3m | 1 |  | 12.4791 | 12.4791
CG-CCAAGB-G1002A040C0 | ) | CCAAGB-G1002-A040-C0 | CORNING - Bretella di permutazione Cat.6A S/FTP, 26 AWG, LSFRZH, grigia, 4m | 1 |  | 14.5389 | 14.5389
CG-CCAAGB-G1002A050C0 | ) | CCAAGB-G1002-A050-C0 | CORNING - Bretella di permutazione Cat.6A S/FTP, 26 AWG, LSFRZH, grigia, 5m | 1 |  | 16.6388 | 16.6388
CG-CCAAGB-G1002A100C0 | ) | CCAAGB-G1002-A100-C0 | CORNING - Bretella di permutazione Cat.6A S/FTP, 26 AWG, LSFRZH, grigia, 10m | 1 |  | 26.998 | 26.998
CG-CCAAGB-G2002A005C0 | ) | CCAAGB-G2002-A005-C0 | CORNING - Bretella di permutazione Cat.6A S/FTP, 26 AWG, LSFRZH, blu, 0,5m | 1 |  | 7.2795 | 7.2795
CG-CCAAGB-G2002A010C0 | ) | CCAAGB-G2002-A010-C0 | CORNING - Bretella di permutazione Cat.6A S/FTP, 26 AWG, LSFRZH, blu, 1m | 1 |  | 8.3194 | 8.3194
CG-CCAAGB-G2002A020C0 | ) | CCAAGB-G2002-A020-C0 | CORNING - Bretella di permutazione Cat.6A S/FTP, 26 AWG, LSFRZH, blu, 2m | 1 |  | 10.4192 | 10.4192
CG-CCAAGB-G2002A030C0 | ) | CCAAGB-G2002-A030-C0 | CORNING - Bretella di permutazione Cat.6A S/FTP, 26 AWG, LSFRZH, blu, 3m | 1 |  | 12.4791 | 12.4791
CG-CCAAGB-G2002A040C0 | ) | CCAAGB-G2002-A040-C0 | CORNING - Bretella di permutazione Cat.6A S/FTP, 26 AWG, LSFRZH, blu, 4m | 1 |  | 14.5389 | 14.5389
CG-CCAAGB-G2002A050C0 | ) | CCAAGB-G2002-A050-C0 | CORNING - Bretella di permutazione Cat.6A S/FTP, 26 AWG, LSFRZH, blu, 5m | 1 |  | 16.6388 | 16.6388
CG-CCAAGB-G2002A100C0 | ) | CCAAGB-G2002-A100-C0 | CORNING - Bretella di permutazione Cat.6A S/FTP, 26 AWG, LSFRZH, blu, 10m | 1 |  | 26.998 | 26.998
FutureCom Solution - Pannelli in rame scarichi per sistema keystone
CG-CAXXSV-02408-C002 | J | CAXXSV-02408-C002 | CORNING - Pannello di permutazione scarico 24 porte per sole prese xs500 keystone a filo, barra di supporto e messa a terra, 1U -nero- | 1 |  | 45.6566 | 45.6566
Pannelli scarichi
CG-VOL-PPUD-F24K | ) | UU001622867 | CORNING - Pannello di permutazione scarico 24 porte per prese keystone senza barra di supporto, 1U -nero- | 1 |  | 19.9585 | 19.9585
CG-VOL-PPCB-F24K | J | UU001622883 | CORNING - Pannello di permutazione scarico 24 porte per prese keystone, barra di supporto e messa a terra, 1U -nero- | 1 |  | 32.3776 | 32.3776
CG-VOL-PPCB-F32K | J | UU001622891 | CORNING - Pannello di permutazione scarico 32 porte per prese keystone, barra di supporto e messa a terra, 2U -nero- | 1 |  | 41.5969 | 41.5969
CG-VOL-PCC-R | ) | FQ100020632 | CORNING - Cornice di identificazione singola porta pannello di permutazione scarico, rossa, confezione 8 pz | 8 |  | 0.49996 | 0.49996
CG-VOL-PCC-Y | ) | FQ100020624 | CORNING - Cornice di identificazione singola porta pannello di permutazione scarico, gialla, confezione 8 pz | 8 |  | 0.49996 | 0.49996
CG-VOL-PCC-G | ) | FQ100020640 | CORNING - Cornice di identificazione singola porta pannello di permutazione scarico, verde, confezione 8 pz | 8 |  | 0.49996 | 0.49996
CG-VOL-PCC-B | ) | FQ100020616 | CORNING - Cornice di identificazione singola porta pannello di permutazione scarico, blu, confezione 8 pz | 8 |  | 0.49996 | 0.49996
CG-VOL-0300B | ) | 80611020712 | CORNING - Inserto cieco da porta pannello di permutazione scarico, bianco, confezione 50 pz | 1 |  | 6.6995 | 6.6995
CG-VOL-0300BK | ) | 80611020738 | CORNING - Inserto cieco da porta pannello di permutazione scarico, nero, confezione 50 pz | 1 |  | 2.9398 | 2.9398
CG-CAXXSV-02400-C001 | ) | CAXXSV-02400-C001 | CORNING - Pannello di permutaz. scarico 24 porte per prese keystone sporgenti, barra di supporto e messa a terra, 1U -acciaio- | 1 |  | 43.6167 | 43.6167
CG-CAXXSV-02403-C001 | ) | CAXXSV-02403-C001 | CORNING - Pannello di permutazione scarico 24 porte per prese keystone sporgenti, barra di supporto e messa a terra, 1U -grigio- | 1 |  | 43.6167 | 43.6167
CG-CAXXSV-02408-C001 | ) | CAXXSV-02408-C001 | CORNING - Pannello di permutazione scarico 24 porte per prese keystone sporgenti, barra di supporto e messa a terra, 1U -nero- | 1 |  | 43.6167 | 43.6167
CG-CAXXSV-02400-C002 | ) | CAXXSV-02400-C002 | CORNING - Pannello di permutazione scarico 24 porte per prese keystone a filo, barra di supporto e messa a terra, 1U -acciaio- | 1 |  | 45.6566 | 45.6566
CG-CAXXSV-02403-C002 | ) | CAXXSV-02403-C002 | CORNING - Pannello di permutazione scarico 24 porte per prese keystone a filo, barra di supporto e messa a terra, 1U -grigio- | 1 |  | 45.6566 | 45.6566
FutureCom Solution - Cavi in rame schermati Cat.6, Cat.6A, Cat.7, Cat.7A
FutureCom Solution - Cavi rame Cat.6
CG-CCXERA-BC047C001L7 | J | CCXERA-BC047-C001-L7 | CORNING - Cavo Cat.6 U/FTP 250MHz 23AWG 4cp, LSZH/FRNC Cca,s1,d1,a1, bobina da 1000mt -blu- | 1000 |  | 1.203 | 1.203
CG-CCXERA-B0047C001L7 | ) | CCXERA-B0047-C001-L7 | CORNING - Cavo Cat.6 U/FTP 250MHz 23AWG 4cp, LSZH/FRNC Dca,s2,d1,a1, bobina da 1000mt -nero- | 1000 |  | 0.99996 | 0.99996
CG-CCXDDA-D0047C001L7 | ) | CCXDDA-D0047-C001-L7 | CORNING - Cavo Cat.6 F/FTP 450MHz 23AWG 4cp, LSZH/FRNC Dca,s2,d2,a1, bobina da 1000mt -blu- | 1000 |  | 0.94819 | 0.94819
CG-CCXDDA-D0047C001L6 | ) | CCXDDA-D0047-C001-L6 | CORNING - Cavo Cat.6 F/FTP 450MHz 23AWG 4cp, LSZH/FRNC Dca,s2,d2,a1, bobina da 500mt -blu- | 500 |  | 0.94819 | 0.94819
FutureCom Solution - Cavi rame Cat.7
CG-CCXEDB-FC047C001L7 | ) | CCXEDB-FC047-C001-L7 | CORNING - Cavo Cat.7 S/FTP 800 MHz 23AWG 4cp, (scherm.treccia completa), LSZH/FRNC Cca,s1,d1,a1, bobina da 1000mt -blu- | 1000 |  | 1.6918 | 1.6918
CG-CCXEDB-F0047C001L6 | ) | CCXEDB-FC047-C001-L6 | CORNING - Cavo Cat.7 S/FTP 800 MHz 23AWG 4cp, (scherm.treccia completa), LSZH/FRNC Cca,s1,d1,a1, bobina da 500mt -blu- | 500 |  | 1.6918 | 1.6918
CG-CCXEDR-F0047C001L7 | ) | CCXEDR-F0047-C001-L7 | CORNING - Cavo Cat.7 S/FTP 800 MHz 23sAWG 4cp, (scherm.treccia ridotta), LSZH/FRNC Dca,s2,d2,a1, bobina da 1000mt -blu- | 1000 |  | 1.269 | 1.269
CG-CCXEDR-F0047C001L6 | ) | CCXEDR-F0047-C001-L6 | CORNING - Cavo Cat.7 S/FTP 800 MHz 23sAWG 4cp, (scherm.treccia ridotta), LSZH/FRNC Dca,s2,d2,a1, bobina mt 500 -blu- | 500 |  | 1.269 | 1.269
CG-CCXSDB-F0047C001L7 | ) | CCXSDB-F0047-C001-L7 | CORNING - Cavo Cat.7 S/FTP 800 MHz 23AWG 4cp, doppia guaina inner LSZH out. PE posa esterna, bobina 1000mt -nero- | 1000 |  | 3.2218 | 3.2218
FutureCom Solution - Cavi rame Cat.7A
CG-CCXEDB-I0047C001L7 | ) | CCXEDB-I0047-C001-L7 | CORNING - Cavo Cat.7A S/FTP 1000MHz 23AWG 4cp, (scherm.treccia completa), LSZH/FRNC Dca,s2,d2,a1, bobina da 1000mt -blu- | 1000 |  | 1.5909 | 1.5909
CG-CCXEDR-I0047C001L7 | ) | CCXEDR-I0047-C001-L7 | CORNING - Cavo Cat.7A S/FTP 1000MHz 23sAWG 4cp, (scherm.treccia ridotta), LSZH/FRNC Dca,s2,d2,a1, bobina da 1000mt -blu- | 1000 |  | 1.392 | 1.392
CG-CCXFCR-I0047C001L7 | ) | CCXFCR-I0047-C001-L7 | CORNING - Cavo Cat.7A S/FTP 1000MHz 22sAWG 4cp, LSZH1/FRNC Dca,s2,d2,a1, bobina da 1000mt -blu- | 1000 |  | 1.5583 | 1.5583
CG-CCXFCB-I0047C001L7 | ) | CCXFCB-I0047-C001-L7 | CORNING - Cavo Cat.7A S/FTP 1000MHz 22AWG 4cp, LSZH3/FRNC Dca,s2,d2,a1, bobina da 1000mt -blu- | 1000 |  | 1.6685 | 1.6685
CG-CCXFCR-I0047C002L7 | ) | CCXFCR-I0047-C002-L7 | CORNING - Cavo Cat.7A S/FTP 1200MHz 22AWG 4cp, LSZH1/FRNC Dca,s2,d2,a1, bobina da 1000mt -blu- | 1000 |  | 1.5242 | 1.5242
CG-CCXFCB-L0047C002L7 | ) | CCXFCB-L0047-C002-L7 | CORNING - Cavo Cat.7A S/FTP 1200MHz 22AWG AXR 4cp, LSZH1/FRNC Dca,s2,d2,a1, bobina da 1000mt -blu- | 1000 |  | 1.9073 | 1.9073
CG-CCXFCB-L0047C001L7 | ) | CCXFCB-L0047-C001-L7 | CORNING - Cavo Cat.7A S/FTP 1200MHz 22AWG 4cp, LSZH3/FRNC Dca,s2,d2,a1, bobina da 1000mt -blu- | 1000 |  | 1.7921 | 1.7921
CG-CCXFCB-IC047C001L7 | ) | CCXFCB-IC047-C001-L7 | CORNING - Cavo Cat.7A S/FTP 1200MHz 22AWG 4cp, LSZH3/FRNC Cca,s1,d1,a1, bobina da 1000mt -blu- | 1000 |  | 1.933 | 1.933
CG-CCXEDB-IC047C001L7 | ) | CCXEDB-IC047-C001-L7 | CORNING - Cavo Cat.7A S/FTP 1200MHz 23AWG 4cp, LSZH3/FRNC Cca,s1a,d1,a1, bobina da 1000mt -blu- | 1000 |  | 1.8282 | 1.8282
CG-CCXFCB-M0047C001L7 | ) | CCXFCB-M0047-C001-L7 | CORNING - Cavo Cat.7A S/FTP 1500MHz 22AWG AXR 4cp, LSZH/FRNC Dca,s2,d2,a1, bobina da 1000mt -blu- | 1000 |  | 1.8787 | 1.8787
CG-CCXSCB-L0047C002L7 | ) | CCXSCB-L0047-C002-L7 | CORNING - Cavo Cat.7A S/FTP 1200MHz 22AWG 4cp, doppia guaina int. LSZH est. PE, posa esterna, bobina 1000mt -nero- | 1000 |  | 3.6555 | 3.6555
CG-CCXSCB-LB047C003L7 | ) | CCXSCB-LB047-C003-L7 | CORNING - Cavo Cat.7A S/FTP 1400MHz 22AWG 4cp, doppia guaina LSZH B2ca, s1a, d1,a1, posa esterna e tunnel, bobina 1000mt -nero- | 1000 |  | 4.0847 | 4.0847
FutureCom Solution - Accessori
CG-CAXCSE-U0201-C001 | ) | CAXCSE-U0201-C001 | CORNING - Scatola di superficie per due moduli LANScape con sportello antipolvere 75x65mm -bianca- | 1 |  | 4.1797 | 4.1797
CG-CAXXSE-V0103-C001 | ) | CAXXSE-V0103-C001 | CORNING - Adattatore angolato montaggio guida DIN per presa RJ45 xs500 keystone -grigio- | 1 |  | 9.6993 | 9.6993
CG-WAXISE-V0103-C001 | ) | WAXISE-V0103-C001 | CORNING - Adattatore angolato montaggio guida DIN per modulo LANscape rame o fibra ottica -grigio- | 1 |  | 8.8793 | 8.8793
CG-CAXISD-U0208-C001 | ) | CAXISD-U0208-C001 | CORNING - Presa industriale IP67 a due porte RJ45 fornita con due prese FutureCom S250 Cat6 schermati, nera | 1 |  | 84.2337 | 84.2337
CG-CAXXSN-00101-C001 | ) | CAXXSN-00101-C001 | CORNING - Inserto cieco per pannelli, prese e scatole di superficie per sistema keystone (conf. 10 pz) -bianco- | 1 |  | 7.1195 | 7.1195
CG-CAXXSN-00108-C001 | ) | CAXXSN-00108-C001 | CORNING - Inserto cieco per pannelli, prese e scatole di superficie per sistema keystone (conf. 10 pz) -nero- | 1 |  | 7.1195 | 7.1195
CG-WAXWSM-00101-C001 | ) | WAXWSM-00101-C001 | CORNING - Inserto cieco per pannelli, prese e scatole di superficie per sistema LANScape (conf. 6 pz) -bianco- | 1 |  | 6.8395 | 6.8395
CG-WAXWSM-00108-C001 | ) | WAXWSM-00108-C001 | CORNING - Inserto cieco per pannelli, prese e scatole di superficie per sistema LANScape (conf. 6 pz) -nero- | 1 |  | 6.4995 | 6.4995
CG-WAXWSW-00008-C007 | ) | WAXWSW-00008-C007 | CORNING - FutureCom pannello passapermute 5 anelli, 1U -nero- | 1 |  | 39.757 | 39.757
CG-WAXWSW-00000-C007 | ) | WAXWSW-00000-C007 | CORNING - FutureCom pannello passapermute 5 anelli, 1U -acciaio- | 1 |  | 37.1372 | 37.1372
FutureCom Solution - Attrezzature per la terminazione
CG-CAXCSN-00000-C008 | ) | CAXCSN-00000-C008 | CORNING - Pinza a crimpare per prese xs500 (Cat.6A) e S1200 (Cat.7A) | 1 |  | 212.724 | 212.724
CG-CAXCSN-00000-C010 | ) | CAXCSN-00000-C010 | CORNING - Pinza a crimpare per prese FutureCom (eccetto xs500) | 1 |  | 173.927 | 173.927
CG-CAXFSN-00000-C001 | ) | CAXFSN-00000-C001 | CORNING - Attrezzo preparazione cavi S/FTP e F/FTP | 1 |  | 121.7509 | 121.7509
CG-CAXCSN-00000-C011 | ) | CAXCSN-00000-C011 | CORNING - Nastro conduttore adesivo in rame 9x45mm per prese FutureCom | 1 |  | 196.2853 | 196.2853
CG-CAXCSN-00000-C012 | ) | CAXCSN-00000-C012 | CORNING - Estrattore moduli RJ45 per pannello ad alta densità | 1 |  | 296.4778 | 296.4778
Sistema di terminazione ottica LANscape
LANscape - Pannelli ottici precaricati LAN1, connettività LC duplex
CG-LAN1-12AE-ADPT-B | ) | LAN1-12AE-ADPT-B | CORNING - LAN1 pannello ottico precaricato con 6 LC duplex OS2 1U scorrevole, senza vassoio di giunzione e pigtails -nero- | 1 |  | 133.77 | 133.77
CG-LAN1-24AE-ADPT-B | J | LAN1-24AE-ADPT-B | CORNING - LAN1 pannello ottico precaricato con 12 LC duplex OS2 1U scorrevole, senza vassoio di giunzione e pigtails -nero- | 1 |  | 163.9677 | 163.9677
CG-LAN1-48AE-ADPT-B | J | LAN1-48AE-ADPT-B | CORNING - LAN1 pannello ottico precaricato con 24 LC duplex OS2 1U scorrevole, senza vassoio di giunzione e pigtails -nero- | 1 |  | 224.6232 | 224.6232
CG-LAN1-12AE-PGTL-B | ) | LAN1-12AE-PGTL-B | CORNING - LAN1 pannello ottico precaricato con 6 LC duplex OS2 1U scorrevole, con vassoio di giunzione e 12 pigtails -nero- | 1 |  | 194.4254 | 194.4254
CG-LAN1-24AE-PGTL-B | ) | LAN1-24AE-PGTL-B | CORNING - LAN1 pannello ottico precaricato con 12 LC duplex OS2 1U scorrevole, con vassoio di giunzione e 24 pigtails -nero- | 1 |  | 285.5786 | 285.5786
CG-LAN1-48AE-PGTL-B | ) | LAN1-48AE-PGTL-B | CORNING - LAN1 pannello ottico precaricato con 24 LC duplex OS2 1U scorrevole, con vassoio di giunzione e 48 pigtails -nero- | 1 |  | 467.6049 | 467.6049
CG-LAN1-12AD-ADPT-B | J | LAN1-12AD-ADPT-B | CORNING - LAN1 pannello ottico precaricato con 6 LC duplex OM3/OM4 1U, scorrevole, senza vassoio di giunzione e pigtails -nero- | 1 |  | 134.2699 | 134.2699
CG-LAN1-24AD-ADPT-B | J | LAN1-24AD-ADPT-B | CORNING - LAN1 pannello ottico precaricato con 12 LC duplex OM3/OM4 1U scorrevole, senza vassoio di giunzione e pigtails -nero- | 1 |  | 165.2476 | 165.2476
CG-LAN1-48AD-ADPT-B | ) | LAN1-48AD-ADPT-B | CORNING - LAN1 pannello ottico precaricato con 24 LC duplex OM3/OM4 1U scorrevole, senza vassoio di giunzione e pigtails -nero- | 1 |  | 227.203 | 227.203
CG-LAN1-12AD-PGTL-B | ) | LAN1-12AD-PGTL-B | CORNING - LAN1 pannello ottico precaricato con 6 LC duplex OM3/OM4 1U scorrevole, con vassoio di giunzione e 12 pigtails -nero- | 1 |  | 196.2253 | 196.2253
CG-LAN1-24AD-PGTL-B | ) | LAN1-24AD-PGTL-B | CORNING - LAN1 pannello ottico precaricato con 12 LC duplex OM3/OM4 1U scorrevole, con vassoio di giunzione e 24 pigtails -nero- | 1 |  | 289.1983 | 289.1983
CG-LAN1-48AD-PGTL-B | ) | LAN1-48AD-PGTL-B | CORNING - LAN1 pannello ottico precaricato con 24 LC duplex OM3/OM4 1U scorrevole, con vassoio di giunzione e 48 pigtails -nero- | 1 |  | 475.0844 | 475.0844
CG-C46197-A7-A66 | ) | C46197-A 7-A 66 | CORNING - Vassoio di giunzione standard per 12 fibre senza portagiunti e coperchio, confezione 10 pz. | 1 |  | 32.2776 | 32.2776
CG-C46197-A7-A70 | ) | C46197-A 7-A 70 | CORNING - Vassoio di giunzione standard per 12 fibre senza portagiunti e coperchio, confezione 2 pz. | 1 |  | 8.5794 | 8.5794
CG-S46999-Z12-A1 | J | S46999-Z 12-A 1 | CORNING - Portagiunti per vassoio standard a 12 fibre, confezione 10 pz. | 1 |  | 16.3388 | 16.3388
CG-S46998-A4-A1 | ) | S46998-A 4-A 1 | CORNING - Coperchio per vassoio di giunzione standard per 12 fibre S46999-Z12-A1, confezione 10 pz. | 1 |  | 18.2986 | 18.2986
CG-S46998-A4-A2 | J | S46998-A 4-A 2 | CORNING - Vassoio di giunzione standard per 12 fibre con coperchio senza portagiunti, confezione 10 pz. | 1 |  | 56.8557 | 56.8557
CG-S46998-A2-R135 | ) | S46998-A 2-R135 | CORNING - Vassoi di giunzione MFT per 12+12 fibre con portagiunti e 1 coperchio, confezione 2 pz. | 1 |  | 17.4787 | 17.4787
LANscape - Pannelli ottici precaricati LAN1, connettività SC duplex
CG-LAN1-1272-ADPT-B | ) | LAN1-1272-ADPT-B | CORNING - LAN1 pannello ottico precaricato con 6 SC duplex OS2 1U scorrevole, senza vassoio di giunzione e pigtails -nero- | 1 |  | 131.1702 | 131.1702
CG-LAN1-2472-ADPT-B | ) | LAN1-2472-ADPT-B | CORNING - LAN1 pannello ottico precaricato con 12 SC duplex OS2 1U scorrevole, senza vassoio di giunzione e pigtails -nero- | 1 |  | 159.0681 | 159.0681
CG-LAN1-1272-PGTL-B | ) | LAN1-1272-PGTL-B | CORNING - LAN1 pannello ottico precaricato con 6 SC duplex OS2 1U scorrevole, con vassoio di giunzione e 12 pigtails -nero- | 1 |  | 186.926 | 186.926
CG-LAN1-2472-PGTL-B | ) | LAN1-2472-PGTL-B | CORNING - LAN1 pannello ottico precaricato con 12 SC duplex OS2 1U scorrevole, con vassoio di giunzione e 24 pigtails -nero- | 1 |  | 270.5797 | 270.5797
CG-LAN1-12E7-ADPT-B | ) | LAN1-12E7-ADPT-B | CORNING - LAN1 pannello ottico precaricato con 6 SC duplex OM3/OM4 1U scorrevole, senza vassoio di giunzione e pigtails -nero- | 1 |  | 131.6701 | 131.6701
CG-LAN1-24E7-ADPT-B | ) | LAN1-24E7-ADPT-B | CORNING - LAN1 pannello ottico precaricato con 12 SC duplex OM3/OM4 1U scorrevole, senza vassoio di giunzione e pigtails -nero- | 1 |  | 160.348 | 160.348
CG-LAN1-12E7-PGTL-B | ) | LAN1-12E7-PGTL-B | CORNING - LAN1 pannello ottico precaricato con 6 SC duplex OM3/OM4 1U scorrevole, con vassoio di giunzione e 24 pigtails -nero- | 1 |  | 188.7458 | 188.7458
CG-LAN1-24E7-PGTL-B | ) | LAN1-24E7-PGTL-B | CORNING - LAN1 pannello ottico precaricato con 12 SC duplex OM3/OM4 1U scorrevole, con vassoio di giunzione e 24 pigtails -nero- | 1 |  | 274.1994 | 274.1994
LANscape - Moduli in fibra ottica
CG-LANS-MOD-AE-B | ) | LANS-MOD-AE-B | CORNING - LANS modulo LC Duplex OS2 con sportello, inserto nero, adattatore blu | 12 |  | 22.3583 | 22.3583
CG-LANC-MOD-L4-B | K | LANC-MOD-L4-B | CORNING - LANC modulo LC Duplex OS2 inserto nero, adattatore blu | 1 | PROMO | 3.404 | 3.404
CG-LANS-MOD-AV-B | ) | LANS-MOD-AV-B | CORNING - LANS modulo LC Duplex OM4 con sportello, inserto nero, adattatore viola | 12 |  | 11.2992 | 11.2992
CG-LANS-MOD-AD-B | ) | LANS-MOD-AD-B | CORNING - LANS modulo LC Duplex OM3/OM4 con sportello, inserto nero, adattatore aqua | 12 |  | 12.2191 | 12.2191
CG-LANC-MOD-H7-B | K | LANC-MOD-H7-B | CORNING - LANC modulo LC Duplex OM3 inserto nero, adattatore aqua | 1 | PROMO | 3.6445 | 3.6445
CG-LANS-MOD-AE-W | ) | LANS-MOD-AE-W | CORNING - LANS modulo LC Duplex OS2 con sportello, inserto bianco, adattatore blu | 12 |  | 11.5591 | 11.5591
CG-LANS-MOD-AV-W | ) | LANS-MOD-AV-W | CORNING - LANS modulo LC Duplex OM4 con sportello, inserto bianco, adattatore viola | 12 |  | 11.2992 | 11.2992
CG-LANS-MOD-AD-W | ) | LANS-MOD-AD-W | CORNING - LANS modulo LC Duplex OM3/OM4 con sportello, inserto bianco, adattatore aqua | 12 |  | 12.1591 | 12.1591
CG-LANS-MOD-72-B | ) | LANS-MOD-72-B | CORNING - LANS modulo SC Duplex OS2 inserto nero, adattatore blu | 12 |  | 6.0995 | 6.0995
CG-LANS-MOD-E7-B | ) | LANS-MOD-E7-B | CORNING - LANS modulo SC Duplex OM3/OM4 inserto nero, adattatore aqua | 12 |  | 6.7595 | 6.7595
CG-LANC-MOD-E8-B | K | LANC-MOD-E8-B | CORNING - LANC modulo SC Duplex OM3 inserto nero, adattatore aqua | 1 | PROMO | 2.0813 | 2.0813
CG-LANC-MOD-P5-B | K | LANC-MOD-P5-B | CORNING - LANC modulo SC Duplex OM2 inserto nero, adattatore nero | 1 | PROMO | 1.961 | 1.961
CG-LANS-MOD-72-W | ) | LANS-MOD-72-W | CORNING - LANS modulo SC Duplex OS2 inserto bianco, adattatore blu | 12 |  | 6.0995 | 6.0995
CG-LANS-MOD-E7-W | ) | LANS-MOD-E7-W | CORNING - LANS modulo SC Duplex OM3/OM4 inserto bianco, adattatore aqua | 12 |  | 6.7595 | 6.7595
CG-LANS-MOD-19-B | ) | LANS-MOD-19-B | CORNING - LANS modulo ST OS2 inserto nero, adattatore metallico con identificativo blu | 12 |  | 4.4597 | 4.4597
CG-LANS-MOD-19-W | ) | LANS-MOD-19-W | CORNING - LANS modulo ST OS2 inserto bianco, adattatore metallico con identificativo blu | 12 |  | 4.4597 | 4.4597
CG-LANC-MOD-74-W | K | LANC-MOD-74-W | CORNING - LANC modulo ST OM1/OM2/OM3 inserto bianco, adattatore metallico | 1 | PROMO | 2.257 | 2.257
CG-LANC-MOD-BLNK-B | K | LANC-MOD-BLNK-B | CORNING - LANC modulo cieco nero, confezione 6 pz. | 1 | PROMO | 0.6142 | 0.6142
LANscape - Vassoi di giunzione con pigtail e accessori
CG-SP12-02R-S8 | J | SP12-02R-S8 | CORNING - LAN1 vassoio di giunzione universal con 12 pigtail LC OS2, 2m | 1 |  | 233.2825 | 233.2825
CG-SP12-03Q-S8 | J | SP12-03Q-S8 | CORNING - LAN1 vassoio di giunzione universal con 12 pigtail LC OM4, 2m | 1 |  | 122.5508 | 122.5508
CG-SP12-03T-S8 | ) | SP12-03T-S8 | CORNING - LAN1 vassoio di giunzione universal con 12 pigtail LC OM3, 2m | 1 |  | 100.8124 | 100.8124
CG-SP12-03B-S8 | ) | SP12-03B-S8 | CORNING - LANC/LANS vassoio di giunzione con 12 pigtail LC OM2, 2m | 1 |  | 91.7331 | 91.7331
CG-SP12-39Q-S8 | ) | SP12-39Q-S8 | CORNING - LAN1 vassoio di giunzione universal con 12 pigtail SC OM4, 2m | 1 |  | 134.2499 | 134.2499
CG-SP12-39T-S8 | ) | SP12-39T-S8 | CORNING - LAN1 vassoio di giunzione universal con 12 pigtail SC OM3, 2m | 1 |  | 81.9339 | 81.9339
CG-SP12-39B-S8 | ) | SP12-39B-S8 | CORNING - LANC/LANS vassoio di giunzione con 12 pigtail SC OM2, 2m | 1 |  | 73.6545 | 73.6545
CG-SP12-50B-S8 | ) | SP12-50B-S8 | CORNING - LANC/LANS vassoio di giunzione con 12 pigtail ST OM2, 2m | 1 |  | 73.6545 | 73.6545
CG-FAN-BT25-06 | ) | FAN-BT25-06 | CORNING - Fan-out kit 6 fibre 250 micron, costruzione tight 0,9mm, 0,63m -colori multipli- | 1 |  | 18.5786 | 18.5786
CG-FAN-BT25-12 | ) | FAN-BT25-12 | CORNING - Fan-out kit 12 fibre 250 micron, costruzione tight 0,9mm, 0,63m -colori multipli- | 1 |  | 21.2184 | 21.2184
CG-INS-06F-250-2-O | ) | INS-06F-250-2-O | CORNING - Fan-out kit per 6 fibre 250 micron, costruzione breakout 2mm, 1m -arancio- | 1 |  | 18.4586 | 18.4586
CG-FAN-BT-3CM-25 | ) | FAN-BT-3CM-25 | CORNING - Tubetti di protezione 250 - 900 micron, 3cm (conf. 25 pz) | 1 |  | 7.2995 | 7.2995
CG-CSP-1 | ) | CSP-1 | CORNING - Elemento di protezione meccanico per giunti a fusione lungh. 30mm (conf. 150 pz) | 1 |  | 116.7512 | 116.7512
CG-HSP-45S100-1 | ) | HSP-45S100-1 | CORNING - Tubetto termorestringente per giunti a fusione, lungh. 45mm (conf.100 pz) | 1 |  | 37.5772 | 37.5772
CG-HSP-60S100-1 | ) | HSP-60S100-1 | CORNING - Tubetto termorestringente per giunti a fusione, lungh. 60mm (conf.100 pz) | 1 |  | 36.9772 | 36.9772
LANscape - Accessori
CG-LAN1-ANGL-BKT-20-B | ) | LAN1-ANGL-BKT-20-B | CORNING - LAN1 staffa angolare per pressacavi PG M20 -nera- | 1 |  | 16.5188 | 16.5188
CG-LAN1-ANGL-BKT-20-G | ) | LAN1-ANGL-BKT-20-G | CORNING - LAN1 staffa angolare per pressacavi PG M20 -grigia- | 1 |  | 16.5188 | 16.5188
CG-LAN1-ANGL-BKT-25-B | ) | LAN1-ANGL-BKT-25-B | CORNING - LAN1 staffa angolare per pressacavi PG M25 -nera- | 1 |  | 16.5188 | 16.5188
CG-LAN1-ANGL-BKT-25-G | ) | LAN1-ANGL-BKT-25-G | CORNING - LAN1 staffa angolare per pressacavi PG M25 -grigia- | 1 |  | 16.5188 | 16.5188
CG-LAN1-STRN-C-B | ) | LAN1-STRN-C-B | CORNING - LAN1 staffa di supporto U-Clip per cavi trunk Edge -nera- | 1 |  | 12.919 | 12.919
CG-LAN1-STRN-C-G | ) | LAN1-STRN-C-G | CORNING - LAN1 staffa di supporto U-Clip per cavi trunk Edge -grigia- | 1 |  | 12.919 | 12.919
CG-LAN1-STRN-T-B | ) | LAN1-STRN-T-B | CORNING - LAN1 staffa a T blocca-cavi da retro pannello -nera- | 1 |  | 12.919 | 12.919
CG-LAN1-STRN-T-G | ) | LAN1-STRN-T-G | CORNING - LAN1 staffa a T blocca-cavi da retro pannello -grigia- | 1 |  | 12.919 | 12.919
ECO Panel
CG-ECO-48LCD-0000-B | ) | ECO-48LCD-0000-B | CORNING - Everon ECO pannello ottico scarico 1U, 24 porte LC dpx -nero- | 1 |  | Richiedere | #VALUE!
CG-ECO-48SCD-0000-B | ) | ECO-48SCD-0000-B | CORNING - Everon ECO pannello ottico scarico 1U, 24 porte SC dpx -nero- | 1 |  | Richiedere | #VALUE!
CG-ECO-SPLKIT-CR | ) | ECO-SPLKIT-CR | CORNING - Everon ECO 2 vassoi di giunzione, 1 cover e 2 supporti a crimpare | 1 |  | Richiedere | #VALUE!
CG-ECO-SPLKIT-HS | ) | ECO-SPLKIT-HS | CORNING - Everon ECO 2 vassoi di giunzione, 1 cover e 4 supporti per termorestringenti | 1 |  | Richiedere | #VALUE!
CG-ECO-ADP-DLCU-AQ | ) | ECO-ADP-DLCU-AQ | CORNING - Everon ECO bussola multimodale LC/UPC dpx -aqua- conf. 60 pz. | 1 |  | Richiedere | #VALUE!
CG-ECO-ADP-DLCA-GR | ) | ECO-ADP-DLCA-GR | CORNING - Everon ECO bussola monomodale LC/APC dpx -verde- conf. 60 pz. | 1 |  | Richiedere | #VALUE!
CG-ECO-ADP-DLCU-BE | ) | ECO-ADP-DLCU-BE | CORNING - Everon ECO bussola multimodale LC/UPC dpx -beige- conf. 60 pz. | 1 |  | Richiedere | #VALUE!
CG-ECO-ADP-DLCU-BU | ) | ECO-ADP-DLCU-BU | CORNING - Everon ECO bussola monomodale LC/UPC dpx -blu- conf. 60 pz. | 1 |  | Richiedere | #VALUE!
CG-ECO-ADP-DSCA-GR | ) | ECO-ADP-DSCA-GR | CORNING - Everon ECO bussola monomodale SC/APC dpx -verde- conf. 60 pz. | 1 |  | Richiedere | #VALUE!
CG-ECO-ADP-DSCU-AQ | ) | ECO-ADP-DSCU-AQ | CORNING - Everon ECO bussola multimodale SC/UPC dpx -aqua- conf. 60 pz. | 1 |  | Richiedere | #VALUE!
CG-ECO-ADP-DSCU-BE | ) | ECO-ADP-DSCU-BE | CORNING - Everon ECO bussola multimodale SC/UPC dpx -beige- conf. 60 pz. | 1 |  | Richiedere | #VALUE!
CG-ECO-ADP-DSCU-BU | ) | ECO-ADP-DSCU-BU | CORNING - Everon ECO bussola monomodale SC/UPC dpx -blu- conf. 60 pz. | 1 |  | Richiedere | #VALUE!
Pigtails LC
CG-000301Q4Z80002M | ) | 000301Q4Z80002M | CORNING - Pigtail LC, 900 µm LSZH tight buffer, OM4, 2 m | 1 |  | 10.1392 | 10.1392
CG-00201H4Z33002M | L | 00201H4Z33002M | CORNING - Pigtail Clearcurve LC OS2 Tight Buffer 0.9mm, FRNC, 2m | 1 | PROMO | 7.956 | 7.956
CG-F000301Q4Z80002M | L | F000301Q4Z80002M | CORNING - Pigtail LC basic series, 900 µm LSZH tight buffer easy strip, OM4, 2 m | 1 | PROMO | 2.7935 | 2.7935
CG-F000201G1Z09002M | J | F000201G1Z09002M | CORNING - Pigtail LC/UPC basic series, 900 µm LSZH tight buffer easy strip, OS2 G657.A1, giallo, 2 m | 1 |  | 1.7799 | 1.7799
CG-F000301Q1Z09002M | J | F000301Q1Z09002M | CORNING - Pigtail LC/UPC basic series, 900 µm LSZH tight buffer easy strip, OM4, aqua, 2 m | 1 |  | 3.7797 | 3.7797
Pigtails SC
CG-005801R4Z31001M | L | 005801R4Z31001M | CORNING - Pigtail SC, 900 µm LSZH tight buffer, OS2, 1 m | 1 | PROMO | 5.382 | 5.382
CG-005801G4Z31001M | ) | 005801G4Z31001M | CORNING - Pigtail SC/UPC, 900 µm LSZH tight buffer, OS2 G.652.D e G.657.A1, giallo, 1m | 1 | NEW | 4.9796 | 4.9796
CG-003901Q4Z83002M | ) | 003901Q4Z83002M | CORNING - Pigtail SC/PC, 900 µm LSZH tight buffer, OM4, aqua, 2m | 1 |  | 9.2193 | 9.2193
CG-F005801G1Z09002M | J | F005801G1Z09002M | CORNING - Pigtail SC/UPC basic series, 900 µm LSZH tight buffer easy strip, OS2 G657.A1, giallo, 2m | 1 |  | 1.7999 | 1.7999
CG-F003901Q1Z09002M | J | F003901Q1Z09002M | CORNING - Pigtail SC/UPC basic series, 900 µm LSZH tight buffer easy strip, OM4, aqua, 2m | 1 |  | 3.7397 | 3.7397
CG-F004401J4Z31001M | L | F004401J4Z31001M | CORNING TEL- Pigtail SC/APC basic series OS2 G657.A2, guaina bianca, 1m | 1 | PROMO | 1.961 | 1.961
CG-F004401J1Z09002M | ) | F004401J1Z09002M | CORNING TEL- Pigtail SC/APC basic series, 900 µm LSZH tight buffer easy strip, OS2 G657.A2, bianco, 2m | 1 |  | 1.5399 | 1.5399
Muffole in linea UCAO
CG-S45754-A3-A75 | ) | S45754-A3-A75 | CORNING TEL- Muffola in linea UCAO 3-6 per 24 giunzioni (vassoi non inclusi), 4 ingressi con sigillatura a nastro, cavo max 18mm | 1 |  | 259.0406 | 259.0406
CG-S45754-A3-R54 | ) | S45754-A3-R54 | CORNING TEL- Vassoio per muffola UCAO 3-6 completo di portagiunti e coperchio, massimo 12 giunzioni | 1 |  | 14.3389 | 14.3389
CG-S45754-A 3-R 55 | ) | S45754-A 3-R 55 | CORNING TEL- Vassoio per muffola UCAO 3-6 completo di portagiunti e coperchio, massimo 12 giunzioni -conf. 10 pz | 1 |  | 136.5298 | 136.5298
CG-S45756-M5-A2 | ) | S45756-M 5-A 2 | CORNING TEL- Staffa per montaggio a palo/parete per muffola UCAO 3-6 - UCAO 4-9 | 1 |  | 32.1776 | 32.1776
LAN CORE - Cavi Fibra Ottica
Cavi Fibra Ottica MIC® Tight Buffer per interno, LSZH Cca-s1a,d1,a1 (disponibilità 2 ÷ 24 FO OM1, OM2, OM3, OM4, OS2)
CG-004T8Z-32198E2G | ) | 004T8Z-32198E2G | CORNING - Cavo 4 FO OM4 MIC tight buffer da interno LSZH/FR Cca,s1a,d1,a1 -aqua- | 1 |  | 1.8248 | 1.8248
CG-012T8Z-32198E2G | ) | 012T8Z-32198E2G | CORNING - Cavo 12 FO OM4 MIC tight buffer da interno LSZH/FR Cca,s1a,d1,a1 -aqua- | 1 |  | 4.9264 | 4.9264
CG-024T8Z-32198E2G | ) | 024T8Z-32198E2G | CORNING - Cavo 24 FO OM4 MIC tight buffer da interno LSZH/FR Cca,s1a,d1,a1 -aqua- | 1 |  | 9.4424 | 9.4424
CG-004E8Z-32125E2G | ) | 004E8Z-32125E2G | CORNING - Cavo 4 FO OS2 MIC tight buffer da interno LSZH/FR Cca,s1a,d1,a1 -gialla- | 1000 |  | 0.68951 | 0.68951
CG-012E8Z-32125E2G | ) | 012E8Z-32125E2G | CORNING - Cavo 12 FO OS2 MIC tight buffer da interno LSZH/FR Cca,s1a,d1,a1 -gialla- | 1000 |  | 1.6699 | 1.6699
CG-024E8Z-32125E2G | ) | 024E8Z-32125E2G | CORNING - Cavo 24 FO OS2 MIC tight buffer da interno LSZH/FR Cca,s1a,d1,a1 -gialla- | 1000 |  | 2.9267 | 2.9267
Cavi Fibra Ottica FREEDM™ Tight Buffer per interno/esterno, resistente raggi UV, LSZH Cca-s1a,d1,a1 (disponibilità 2 ÷ 24 FO OM1, OM2, OM3, OM4, OS2)
CG-004T8X-32198E2G | ) | 004T8X-32198E2G | CORNING - Cavo 4 FO OM4 FREEDM tight buffer int/est, UV resistant, LSZH/FR Cca,s1a,d1,a1 -nera- | 1000 |  | 1.9845 | 1.9845
CG-008T8X-32198E2G | ) | 008T8X-32198E2G | CORNING - Cavo 8 FO OM4 FREEDM tight buffer int/est, UV resistant, LSZH/FR Cca,s1a,d1,a1 -nera- | 1000 |  | 3.5793 | 3.5793
CG-012T8X-32198E2G | J | 012T8X-32198E2G | CORNING - Cavo 12 FO OM4 FREEDM tight buffer int/est, UV resistant, LSZH/FR Cca,s1a,d1,a1 -nera- | 1000 |  | 5.2773 | 5.2773
CG-024T8X-32198E2G | ) | 024T8X-32198E2G | CORNING - Cavo 24 FO OM4 FREEDM tight buffer int/est, UV resistant, LSZH/FR Cca,s1a,d1,a1 -nera- | 1000 |  | 9.543 | 9.543
CG-012T8X-32188E2G | ) | 012T8X-32188E2G | CORNING - Cavo 12 FO OM3 FREEDM tight buffer int/est, UV resistant, LSZH/FR Cca,s1a,d1,a1 -nera- | 1000 |  | 3.5873 | 3.5873
Cavi Fibra Ottica FREEDM™ Tight Buffer per interno/esterno, armatura dielettrica, resistente raggi UV, doppia guaina LSZH Cca-s1a,d1,a1 (disponibilità 2 ÷ 24 FO OM1, OM2, OM3, OM4, OS2)
CG-004T8J-32198E2G | J | 004T8J-32198E2G | CORNING - Cavo 4 FO OM4 FREEDM tight buffer int/est arm. dielettrica, UV resistant, LSZH/FR Cca,s1a,d1,a1 -nera- | 1000 |  | 2.6056 | 2.6056
CG-012T8J-32198E2G | J | 012T8J-32198E2G | CORNING - Cavo 12 FO OM4 FREEDM tight buffer int/est arm. dielettrica, UV resistant, doppia guaina LSZH/FR Cca,s1a,d1,a1 -nera- | 1000 |  | 6.1246 | 6.1246
CG-024T8J-32198E2G | J | 024T8J-32198E2G | CORNING - Cavo 24 FO OM4 FREEDM tight buffer int/est arm. dielettrica, UV resistant, doppia guaina LSZH/FR Cca,s1a,d1,a1 -nera- | 1000 |  | 10.8069 | 10.8069
CG-012T8J-32188E2G | ) | 012T8J-32188E2G | CORNING - Cavo 12 FO OM3 FREEDM tight buffer int/est arm. dielettrica, UV resistant, doppia guaina LSZH/FR Cca,s1a,d1,a1 -nera- | 1000 |  | 4.4036 | 4.4036
CG-004E8J-32125E2G | J | 004E8J-32125E2G | CORNING - Cavo 4 FO OS2 FREEDM tight buffer int/est arm. dielettrica, UV resistant, LSZH/FR Cca,s1a,d1,a1 -nera- | 1000 |  | Richiedere | #VALUE!
CG-012E8J-32125E2G | J | 012E8J-32125E2G | CORNING - Cavo 12 FO OS2 FREEDM tight buffer int/est arm. dielettrica, UV resistant, doppia guaina LSZH/FR Cca,s1a,d1,a1 -nera- | 1000 |  | 2.8036 | 2.8036
CG-024E8J-32125E2G | J | 024E8J-32125E2G | CORNING - Cavo 24 FO OS2 FREEDM tight buffer int/est arm. dielettrica, UV resistant, doppia guaina LSZH/FR Cca,s1a,d1,a1 -nera- | 1000 |  | 4.165 | 4.165
CG-012Z8J-32125E2G | ) | 012Z8J-32125E2G | CORNING - Cavo 12 FO OS2 ULTRA FREEDM tight buffer int/est arm. dielettrica, UV resistant, doppia guaina LSZH/FR Cca,s1a,d1,a1 -nera- | 1000 |  | 2.909 | 2.909
Cavi Fibra Ottica FREEDM™ Loose Tube Gel-free interno/esterno, armatura dielettrica, 1500 N/10 cm, LSZH B2ca, s1a, d0, a1, (disponibilità solo 12 FO OM1, OM2, OM3, OM4, OS2)
CG-012ZEU-23120D2C | ) | 012ZEU-23120D2C | CORNING - Cavo 12 FO OS2 ULTRA FREEDM central loose tube gel free, int/est arm. dielettrica, LSZH/FR B2ca, s1a, d0, a1 -nera- | 1000 |  | 1.5298 | 1.5298
CG-012TEU-23188D2C | ) | 012TEU-23188D2C | CORNING - Cavo 12 FO OM3 FREEDM central loose tube gel free, int/est arm. dielettrica, LSZH/FR B2ca, s1a, d0, a1 -nera- | 1000 |  | 3.4737 | 3.4737
CG-012TEU-23198D2C | ) | 012TEU-23198D2C | CORNING - Cavo 12 FO OM4 FREEDM central loose tube gel free, int/est arm. dielettrica, LSZH/FR B2ca, s1a, d0, a1 -nera- | 1000 |  | 5.7113 | 5.7113
Cavi Fibra Ottica loose monotubo per interno/esterno, armatura dielettrica, 1500 N/10 cm resistente raggi UV, LSZH Dca (disponibilità 2 ÷ 24 FO OM1, OM2, OM3, OM4, OS2)
CG-004EEU-13122A2G | ) | 004EEU-13122A2G | CORNING - Cavo 4 FO OS2 loose tube int/est armatura dielettrica, 1500 N/10 cm, UV resistant, LSZH/FR Dca,s2,d2,a1 -nera- | 1000 |  | 0.75456 | 0.75456
CG-012EEU-13122A2G | ) | 012EEU-13122A2G | CORNING - Cavo 12 FO OS2 loose tube int/est armatura dielettrica, UV resistant, LSZH/FR Dca,s2,d2,a1 -nera- | 1000 |  | 1.0004 | 1.0004
CG-024EEU-13122A2G | ) | 024EEU-13122A2G | CORNING - Cavo 24 FO OS2 loose tube int/est armatura dielettrica, 2500 N/10 cm, UV resistant, LSZH/FR Eca -nera- | 1000 |  | 1.6296 | 1.6296
CG-004TEU-13198A2G | ) | 004TEU-13198A2G | CORNING - Cavo 4 FO OM4 loose tube int/est armatura dielettrica, 1500 N/10 cm, UV resistant, LSZH/FR Dca,s2,d2,a1 -nera- | 1000 |  | 1.7892 | 1.7892
CG-012TEU-13198A2G | ) | 012TEU-13198A2G | CORNING - Cavo 12 FO OM4 loose tube int/est armatura dielettrica, 1500 N/10 cm, UV resistant, LSZH/FR Dca,s2,d2,a1 -nera- | 1000 |  | 4.1019 | 4.1019
CG-024TEU-13198A2G | ) | 024TEU-13198A2G | CORNING - Cavo 24 FO OM4 loose tube int/est armatura dielettrica, 2500 N/10 cm, UV resistant, LSZH/FR Eca -nera- | 1000 |  | 7.835 | 7.835
Cavi Fibra Ottica MPC loose multitubo per interno/esterno, armatura dielettrica, 2000 N/10 cm, resistente raggi UV, LSZH Eca (disponibilità 6 ÷ 144 FO OM1, OM2, OM3, OM4, OS2)
CG-012ERU-63122A2G | J | 012ERU-63122A2G | CORNING - Cavo 12 FO OS2 loose tube (2x6) int/est armatura dielettrica, 2000 N/10 cm, UV resistant, LSZH/FR Eca -nera- | 1000 |  | 2.6455 | 2.6455
CG-012TRU-63198A2G | J | 012TRU-63198A2G | CORNING - Cavo 12 FO OM4 loose tube (2x6) int/est armatura dielettrica, 2000 N/10 cm, UV resistant, LSZH/FR Eca -nera- | 1000 |  | 5.5236 | 5.5236
CG-012ERU-T3122A2G | ) | 012ERU-T3122A2G | CORNING - Cavo 12 FO OS2 loose tube (1x12) int/est armatura dielettrica, 2000 N/10 cm, UV resistant, LSZH/FR Eca -nera- | 1000 |  | Richiedere | #VALUE!
CG-024ERU-T3122A2G | ) | 024ERU-T3122A2G | CORNING - Cavo 24 FO OS2 loose tube (2x12) int/est armatura dielettrica, 2000 N/10 cm, UV resistant, LSZH/FR Eca -nera- | 1000 |  | Richiedere | #VALUE!
CG-048ERU-T3122A2G | ) | 048ERU-T3122A2G | CORNING - Cavo 48 FO OS2 loose tube (4x12) int/est armatura dielettrica, 2000 N/10 cm, UV resistant, LSZH/FR Eca -nera- | 1000 |  | 3.3133 | 3.3133
CG-072ERU-T3122A2G | ) | 072ERU-T3122A2G | CORNING - Cavo 72 FO OS2 loose tube (6x12) int/est armatura dielettrica, 2000 N/10 cm, UV resistant, LSZH/FR Eca -nera- | 1000 |  | 4.0153 | 4.0153
CG-096ERU-T3122A2G | ) | 096ERU-T3122A2G | CORNING - Cavo 96 FO OS2 loose tube (8x12) int/est armatura dielettrica, 2000 N/10 cm, UV resistant, LSZH/FR Eca -nera- | 1000 |  | 4.3158 | 4.3158
CG-012TRU-T3188A2G | ) | 012TRU-T3188A2G | CORNING - Cavo 12 FO OM3 loose tube (1x12) int/est armatura dielettrica, 2000 N/10 cm, UV resistant, LSZH/FR Eca -nera- | 1000 |  | Richiedere | #VALUE!
CG-012TRU-T3198A2G | ) | 012TRU-T3198A2G | CORNING - Cavo 12 FO OM4 loose tube (1x12) int/est armatura dielettrica, 2000 N/10 cm, UV resistant, LSZH/FR -nera- | 1000 |  | Richiedere | #VALUE!
CG-024TRU-T3198A2G | ) | 024TRU-T3198A2G | CORNING - Cavo 24 FO OM4 loose tube (2x12) int/est armatura dielettrica, 2000 N/10 cm, UV resistant, LSZH/FR Eca -nera- | 1000 |  | 9.0956 | 9.0956
CG-048TRU-T3198A2G | ) | 048TRU-T3198A2G | CORNING - Cavo 48 FO OM4 loose tube (4x12) int/est armatura dielettrica, 2000 N/10 cm, UV resistant, LSZH/FR Eca -nera- | 1000 |  | 15.9994 | 15.9994
Cavi Fibra Ottica SST™ loose monotubo per esterno, armatura dielettrica, resistente raggi UV, LDPE (disponibilità 4 ÷ 24 FO solo OS2)
CG-008EEG-13122A20 | ) | 008EEG-13122A20 | CORNING - Cavo 8 FO OS2 SST loose tube gel filled, posa esterna, armatura dielettrica, UV resistant, LDPE -nero- | 2000 |  | 0.73748 | 0.73748
CG-012EEG-13122A20 | J | 012EEG-13122A20 | CORNING - Cavo 12 FO OS2 SST loose tube gel filled, posa esterna, armatura dielettrica, UV resistant, LDPE -nero- | 2000 |  | 0.8258 | 0.8258
CG-024EEG-13122A20 | ) | 024EEG-13122A20 | CORNING - Cavo 24 FO OS2 SST loose tube gel filled, posa esterna, armatura dielettrica, UV resistant, LDPE -nero- | 2000 |  | 1.713 | 1.713
Cavi Fibra Ottica MPC loose multitubo ad integrità di circuito (IEC 60331-25, 90 min. @ 750° C) per interno/esterno, armatura dielettrica, resistente raggi UV, LSZH Cca-s1b, d0,a1 (disponibilità 4 ÷ 72 FO FO OM1, OM2, OM3, OM4, OS2)
CG-004TPU-43198A2G | ) | 004TPU-43198A2G | CORNING - Cavo 4 FO OM4 Loose tube (1x4) integrita' di circuito, arm. dielettrica, UV resistant, LSZH/FR Cca,s1b,d1,a1 -nera- | 1000 |  | Richiedere | #VALUE!
CG-012TPU-43198A2G | ) | 012TPU-43198A2G | CORNING - Cavo 12 FO OM4 Loose tube (3x4) integrita' di circuito, arm. dielettrica, UV resistant, LSZH/FR Cca,s1b,d1,a1 -nera- | 1000 |  | Richiedere | #VALUE!
CG-024TPU-43198A2G | ) | 024TPU-43198A2G | CORNING - Cavo 24 FO OM4 Loose tube (6x4) integrita' di circuito, arm. dielettrica, UV resistant, LSZH/FR Cca,s1b,d1,a1 -nera- | 1000 |  | Richiedere | #VALUE!
CG-004EPU-43122A2G | ) | 004EPU-43122A2G | CORNING - Cavo 4 FO OS2 Loose tube (1x4) integrita' di circuito, arm. dielettrica, UV resistant, LSZH/FR Cca,s1b,d1,a1 -nera- | 1000 |  | Richiedere | #VALUE!
CG-012EPU-43122A2G | ) | 012EPU-43122A2G | CORNING - Cavo 12 FO OS2 Loose tube (3x4) integrita' di circuito, arm. dielettrica, UV resistant, LSZH/FR Cca,s1b,d1,a1 -nera- | 1000 |  | Richiedere | #VALUE!
CG-024EPU-T3122A2G | ) | 024EPU-T3122A2G | CORNING - Cavo 24 FO OS2 Loose tube (2x12) integrita' di circuito, arm. dielettrica, UV resistant, LSZH/FR Cca,s1b,d1,a1 -nera- | 1000 |  | Richiedere | #VALUE!
CG-048EPU-T3122A2G | ) | 048EPU-T3122A2G | CORNING - Cavo 48 FO OS2 Loose tube (4x12) integrita' di circuito, arm. dielettrica, UV resistant, LSZH/FR Cca,s1b,d1,a1 -nera- | 1000 |  | Richiedere | #VALUE!
Cavi Fibra Ottica loose monotubo per interno/esterno, armatura metallica, resistente raggi UV, LSZH (disponibilità 2 ÷ 24 FO)
CG-012EEY-13122A2G | ) | 012EEY-13122A2G | CORNING - Cavo 12 FO OS2 loose tube int/est armatura metallica, UV resistant, LSZH/FR Dca,s2,d2,a1 -nera- | 1000 |  | Richiedere | #VALUE!
CG-024EEY-13122A2G | ) | 024EEY-13122A2G | CORNING - Cavo 24 FO OS2 loose tube int/est armatura metallica, UV resistant, LSZH/FR Eca -nera- | 1000 |  | Richiedere | #VALUE!
CG-012TEY-13198A2G | ) | 012TEY-13198A2G | CORNING - Cavo 12 FO OM4 loose tube int/est armatura metallica, UV resistant, LSZH/FR Dca,s2,d2,a1 -nera- | 1000 |  | Richiedere | #VALUE!
CG-024TEY-13198A2G | ) | 024TEY-13198A2G | CORNING - Cavo 24 FO OM4 loose tube int/est armatura metallica, UV resistant, LSZH/FR Eca -nera- | 1000 |  | Richiedere | #VALUE!
Cavi Fibra Ottica FREEDM™ Loose Tube Gel-free interno/esterno, armatura metallica, resistente raggi UV, doppia guaina LSZH, B2ca, s1a, d0, a1 (disponibilità 12 ÷ 192 FO OM1, OM2, OM3, OM4, OS2)
CG-012ZRY-T3120D2C | ) | 012ZRY-T3120D2C | CORNING - Cavo 12 FO OS2 loose tube (1x12) int/est armatura CST, UV resistant, doppia guaina LSZH/FR B2ca,s1,d1,a1 -nera- | 1000 |  | Richiedere | #VALUE!
CG-012TRY-T3198D2C | ) | 012TRY-T3198D2C | CORNING - Cavo 12 FO OM4 loose tube (1x12) int/est armatura CST, UV resistant, doppia guaina LSZH/FR B2ca,s1,d1,a1 -nera- | 1000 |  | Richiedere | #VALUE!
CG-024ZRY-T3120D2C | ) | 024ZRY-T3120D2C | CORNING - Cavo 24 FO OS2 loose tube (2x12) int/est armatura CST, UV resistant, doppia guaina LSZH/FR B2ca,s1,d1,a1 -nera- | 1000 |  | Richiedere | #VALUE!
CG-024TRY-T3198D2C | ) | 024TRY-T3198D2C | CORNING - Cavo 24 FO OM4 loose tube (2x12) int/est armatura CST, UV resistant, doppia guaina LSZH/FR B2ca,s1,d1,a1 -nera- | 1000 |  | Richiedere | #VALUE!
Cavi Fibra Ottica loose multitubo per interno/esterno, armatura metallica, resistente raggi UV, doppia guaina LSZH (disponibilità 4 ÷ 144 FO OM1, OM2, OM3, OM4, OS2)
CG-012ERV-T3122H2G | ) | 012ERV-T3122H2G | CORNING - Cavo 12 FO OS2 loose tube (1x12) int/est armatura CST, UV resistant, doppia guaina LSZH/FR Eca -nera- | 1000 |  | 3.4339 | 3.4339
CG-012TRV-T3198H2G | ) | 012TRV-T3198H2G | CORNING - Cavo 12 FO OM4 loose tube (1x12) int/est armatura CST, UV resistant, doppia guaina LSZH/FR Eca -nera- | 1000 |  | 6.6671 | 6.6671
CG-024ERV-T3122H2G | ) | 024ERV-T3122H2G | CORNING - Cavo 24 FO OS2 loose tube (2x12) int/est armatura CST, UV resistant, doppia guaina LSZH/FR Eca -nera- | 1000 |  | 3.768 | 3.768
CG-024TRV-T3198H2G | ) | 024TRV-T3198H2G | CORNING - Cavo 24 FO OM4 loose tube (2x12) int/est armatura CST, UV resistant, doppia guaina LSZH/FR Eca -nera- | 1000 |  | 10.2344 | 10.2344
CG-048ERV-T3122H2G | ) | 048ERV-T3122H2G | CORNING - Cavo 48 FO OS2 loose tube (4x12) int/est armatura CST, UV resistant, doppia guaina LSZH/FR Eca -nera- | 1000 |  | 4.7591 | 4.7591
CG-048TRV-T3198H2G | ) | 048TRV-T3198H2G | CORNING - Cavo 48 FO OM4 loose tube (4x12) int/est armatura CST, UV resistant, doppia guaina LSZH/FR Eca -nera- | 1000 |  | 17.692 | 17.692
DC CORE - Sistema precablato MTP
Sistema EDGE: Moduli e e Cassetti Ottici
CG-EDGE-01U-SP | J | EDGE-01U-SP | CORNING - Cassetto ottico 3 vassoi scorrevoli 1U capacità max. 12 moduli Edge -argento- | 1 |  | 625.0931 | 625.0931
CG-EDGE-01U | ) | EDGE-01U | CORNING - Cassetto ottico 2 vassoi scorrevoli 1U capacità max. 8 moduli Edge -argento- | 1 |  | 635.1724 | 635.1724
CG-EDGE-02U | ) | EDGE-02U | CORNING - Cassetto ottico 6 vassoi scorrevoli 2U capacità max. 24 moduli Edge -argento- | 1 |  | 869.6148 | 869.6148
CG-EDGE-04U | ) | EDGE-04U | CORNING - Cassetto ottico 12 vassoi scorrevoli 4U capacità max. 48 moduli Edge -argento- | 1 |  | 1145.1141 | 1145.1141
CG-EDGE-02U-FP | ) | EDGE-02U-FP | CORNING - Cassetto ottico senza vassoi scorrevoli 2U capacità max. 16 moduli Edge -argento- | 1 |  | 880.434 | 880.434
CG-EDGE-CP24-90 | ) | EDGE-CP24-90 | CORNING - Modulo Edge con 2 adattatori MTP (24 fibre) OS2 -neri- | 1 |  | 82.4938 | 82.4938
CG-EDGE-CP48-90 | ) | EDGE-CP48-90 | CORNING - Modulo Edge con 4 adattatori MTP (48 fibre) OS2 -neri- | 1 |  | 120.311 | 120.311
CG-EDGE-CP24-E3 | J | EDGE-CP24-E3 | CORNING - Modulo Edge con 2 adattatori MTP (24 fibre) OM3/OM4 -acqua- | 1 |  | 82.4938 | 82.4938
CG-EDGE-CP48-E3 | ) | EDGE-CP48-E3 | CORNING - Modulo Edge con 4 adattatori MTP (48 fibre) OM3/OM4 -acqua- | 1 |  | 120.311 | 120.311
CG-EDGE-CP72-U3 | ) | EDGE-CP72-U3 | CORNING - Modulo Edge con 6 adattatori MTP (72 fibre) OM3/OM4 -acqua- | 1 |  | 217.0837 | 217.0837
CG-EMOD-CP12-AE | ) | EMOD-CP12-AE | CORNING - Modulo Edge con 6 adattatori LC duplex (12 fibre) OS2 -blu- | 1 |  | 194.1654 | 194.1654
CG-EMOD-CP12-AD | ) | EMOD-CP12-AD | CORNING - Modulo Edge con 6 adattatori LC duplex (12 fibre) OM3/OM4 -aqua- | 1 |  | 191.4256 | 191.4256
CG-ECM-UM12-04-89G | ) | ECM-UM12-04-89G | CORNING - Modulo Edge 1 MTP/M - 6 LC duplex OS2 -blu- | 1 |  | 505.9221 | 505.9221
CG-ECM-UM12-04-89GULL | ) | ECM-UM12-04-89G-ULL | CORNING - Modulo Edge 1 MTP/M - 6 LC duplex OS2 ultra low loss -blu- | 1 |  | 556.5183 | 556.5183
CG-ECM-UM12-05-93T | ) | ECM-UM12-05-93T | CORNING - Modulo Edge 1 MTP/M - 6 LC duplex OM3 -aqua- | 1 |  | 437.1072 | 437.1072
CG-ECM-UM12-05-93Q | ) | ECM-UM12-05-93Q | CORNING - Modulo Edge 1 MTP/M - 6 LC duplex OM4 -aqua- | 1 |  | 460.2855 | 460.2855
CG-ECM-UM12-05-93QULL | ) | ECM-UM12-05-93Q-ULL | CORNING - Modulo Edge 1 MTP/M - 6 LC duplex OM4 ultra low loss -aqua- | 1 |  | 506.302 | 506.302
Sistema Plug & Play: Moduli Ottici
CG-CCHE-CP12-72 | ) | CCHE-CP12-72 | CORNING - Modulo Plug & Play con 6 adattatori SC duplex OS2 -blu- | 1 |  | 62.0153 | 62.0153
CG-CCHE-CP12-E7 | ) | CCHE-CP12-E7 | CORNING - Modulo Plug & Play con 6 adattatori SC duplex OM3/OM4 -aqua- | 1 |  | 67.215 | 67.215
CG-CCHE-CP12-04 | ) | CCHE-CP12-04 | CORNING - Modulo Plug & Play con 6 adattatori LC duplex OS2 -blu- | 1 |  | 99.5125 | 99.5125
CG-CCHE-CP24-04 | J | CCHE-CP24-04 | CORNING - Modulo Plug & Play con 12 adattatori LC duplex OS2 -blu- | 1 |  | 172.4071 | 172.4071
CG-CCHE-CP12-AE | ) | CCHE-CP12-AE | CORNING - Modulo Plug & Play con 6 adattatori LC duplex OS2 con sportello -blu- | 1 |  | 147.029 | 147.029
CG-CCHE-CP24-AE | ) | CCHE-CP24-AE | CORNING - Modulo Plug & Play con 12 adattatori LC duplex OS2 con sportello -blu- | 1 |  | 262.6003 | 262.6003
CG-CCHE-CP12-AD | J | CCHE-CP12-AD | CORNING - Modulo Plug & Play con 6 adattatori LC duplex OM3/OM4 con sportello -aqua- | 1 |  | 144.2292 | 144.2292
CG-CCHE-CP24-AD | ) | CCHE-CP24-AD | CORNING - Modulo Plug & Play con 12 adattatori LC duplex OM3/OM4 con sportello -aqua- | 1 |  | 257.1007 | 257.1007
CG-CCHE-CP12-E4 | ) | CCHE-CP12-E4 | CORNING - Modulo Plug & Play con 6 adattatori LC duplex OM3/OM4 -aqua- | 1 |  | 94.6329 | 94.6329
CG-CCHE-CP24-E4 | ) | CCHE-CP24-E4 | CORNING - Modulo Plug & Play con 12 adattatori LC duplex OM3 -aqua- | 1 |  | 162.6278 | 162.6278
CG-CCHE-CP24-AV | ) | CCHE-CP24-AV | CORNING - Modulo Plug & Play con 12 adattatori LC duplex OM4 con sportello -viola- | 1 |  | 170.7672 | 170.7672
CG-CCH-CF | ) | CCH-CF | CORNING - Modulo di terminazione scarico, accetta 1 frontale Plug & Play CCH (senza vassoio portagiunti) | 1 |  | 50.7962 | 50.7962
CG-CCH-CS | ) | CCH-CS | CORNING - Modulo di giunzione scarico, accetta 1 frontale Plug & Play CCH fino a 24 giunzioni con 12 termorestringenti | 1 | PROMO | 62.086 | 62.086
CG-CCHE-CP00-LS | ) | CCHE-CP00-LS | CORNING - Modulo Plug & Play scarico capacità fino a 6 inserti LANscape | 1 |  | 39.3171 | 39.3171
CG-CCH-BLNK | ) | CCH-BLNK | CORNING - Modulo cieco | 1 |  | 19.3785 | 19.3785
Sistema Plug & Play: Moduli di Giunzione
CG-CCH-CS24-A9-P00RE | ) | CCH-CS24-A9-P00RE | CORNING - Modulo di giunzione 24 fibre, terminazione 12 LC duplex OS2 con pigtail e termorestringenti | 1 |  | 716.1463 | 716.1463
CG-CCH-CS24-AE-P00RE | ) | CCH-CS24-AE-P00RE | CORNING - Modulo di giunzione 24 fibre, terminazione 12 LC duplex OS2 con sportello, pigtail e termorestringenti | 1 |  | 806.3795 | 806.3795
CG-CCH-CS24-AD-P00QE | ) | CCH-CS24-AD-P00QE | CORNING - Modulo di giunzione 24 fibre, terminazione 12 LC duplex OM4 con sportello, pigtail e termorestringenti | 1 |  | 795.2404 | 795.2404
CG-CCH-CS24-E4-P00QE | ) | CCH-CS24-E4-P00QE | CORNING - Modulo di giunzione 24 fibre, terminazione 12 LC duplex OM4 con pigtail e termorestringenti | 1 |  | 700.7474 | 700.7474
CG-CCH-CS12-A9-P00RE | ) | CCH-CS12-A9-P00RE | CORNING - Modulo di giunzione 12 fibre, terminazione 6 LC duplex OS2 con pigtail e termorestringenti | 1 |  | 422.0483 | 422.0483
CG-CCH-CP12-5C | ) | CCH-CP12-5C | CORNING - Modulo di giunzione 12 fibre, terminazione 6 SC duplex OS2 con pigtail e termorestringenti | 1 | PROMO | 71.595 | 71.595
CG-CCH-CS12-E7-P00TE | ) | CCH-CS12-E7-P00TE | CORNING - Modulo di giunzione 12 fibre, terminazione 6 SC duplex OM3/OM4 con pigtail e termorestringenti | 1 |  | 362.4728 | 362.4728
Sistema Plug & Play: Cassetti Ottici e Accessori
CG-PCH-01U | ) | PCH-01U | CORNING - Cassetto ottico 1U capacità 2 moduli CCH Plug & Play -grigio- | 1 |  | 326.8955 | 326.8955
CG-PCH-M3-01U | ) | PCH-M3-01U | CORNING - Cassetto ottico 1U profondità ridotta, capacità 3 moduli CCH Plug & Play -grigio- | 1 |  | 262.9803 | 262.9803
CG-CCH-01U | ) | CCH-01U | CORNING - Cassetto ottico 1U capacità 2 moduli CCH Plug & Play -nero- | 1 |  | 262.9803 | 262.9803
CG-CCH-02U | ) | CCH-02U | CORNING - Cassetto ottico 2U capacità 4 moduli CCH Plug & Play -nero- | 1 |  | 311.2367 | 311.2367
CG-CCH-03U | ) | CCH-03U | CORNING - Cassetto ottico 3U capacità 6 moduli CCH Plug & Play -nero- | 1 |  | 357.0132 | 357.0132
CG-CCH-04U | ) | CCH-04U | CORNING - Cassetto ottico 4U capacità 12 moduli CCH Plug & Play -nero- | 1 |  | 405.2696 | 405.2696
Sistema Plug & Play: Cassetta a muro e barra DIN
CG-WCH-02P | ) | WCH-02P | CORNING - Cassetta montaggio a muro per alloggiamento fibre ottiche predisposta per 2 moduli CCH -nera- | 1 |  | 124.2507 | 124.2507
CG-SPH-01P | J | SPH-01P | CORNING - Cassetta montaggio a muro per alloggiamento fibre ottiche predisposta per modulo CCH e portagiunti -nera- | 1 |  | 104.5322 | 104.5322
CG-SPH-DIN-KIT | J | SPH-DIN-KIT | CORNING - Staffa per montaggio a barra DIN per cassetta SPH-01P | 1 |  | 42.1568 | 42.1568
DC CORE - Strumenti di Pulizia
CG-CLEANER-PORT-2.5 | ) | CLEANER-PORT-2.5 | CORNING - Strumento di pulizia per ferrule 2.5mm (ST, SC) | 1 |  | 111.7316 | 111.7316
CG-CLEANER-PORT-LC | ) | CLEANER-PORT-LC | CORNING - Strumento di pulizia per ferrule 1.25mm (LC, MU) | 1 |  | 111.7316 | 111.7316
CG-2104466-01 | ) | 2104466-01 | CORNING - Strumento di pulizia per ferrule MTP | 1 |  | 221.0834 | 221.0834
DC CORE - Bretelle Fibra Ottica
Bretelle in Fibra Ottica zipcord
CG-F040402G2Z20001M | J | F040402G2Z20001M | CORNING - Bretella ottica LC/UPC-LC/UPC duplex basic series OS2 G657.A1 zipcord 2x4mm, gialla, LSZH, 1 m | 1 |  | 7.7994 | 7.7994
CG-F040402G2Z20002M | J | F040402G2Z20002M | CORNING - Bretella ottica LC/UPC-LC/UPC duplex basic series OS2 G657.A1 zipcord 2x4mm, gialla, LSZH, 2 m | 1 |  | 8.2394 | 8.2394
CG-F040402G2Z20003M | J | F040402G2Z20003M | CORNING - Bretella ottica LC/UPC-LC/UPC duplex basic series OS2 G657.A1 zipcord 2x4mm, gialla, LSZH, 3 m | 1 |  | 8.6594 | 8.6594
CG-040402G5Z20001M | ) | 040402G5Z20001M | CORNING - Bretella ottica LC-LC duplex OS2 ULTRA (G652/G657) 2x4mm zipcord gialla, LSFRZH, 1 m | 1 |  | 22.9183 | 22.9183
CG-040402G5Z20002M | ) | 040402G5Z20002M | CORNING - Bretella ottica LC-LC duplex OS2 ULTRA (G652/G657) 2x4mm zipcord gialla, LSFRZH, 2 m | 1 |  | 23.8382 | 23.8382
CG-040402G5Z20003M | ) | 040402G5Z20003M | CORNING - Bretella ottica LC-LC duplex OS2 ULTRA (G652/G657) 2x4mm zipcord gialla, LSFRZH, 3 m | 1 |  | 24.7581 | 24.7581
CG-040402R5Z20005M | L | 040402R5Z20005M | CORNING - Bretella ottica LC-LC duplex OS2 2x4mm zipcord gialla, LSFRZH, 5 m | 1 | PROMO | 29.304 | 29.304
CG-F050502Q2Z20001M | J | F050502Q2Z20001M | CORNING - Bretella ottica LC/UPC-LC/UPC duplex basic series OM4 zipcord 2x4mm, aqua, LSZH, 1 m | 1 |  | 10.8592 | 10.8592
CG-F050502Q2Z20002M | J | F050502Q2Z20002M | CORNING - Bretella ottica LC/UPC-LC/UPC duplex basic series OM4 zipcord 2x4mm, aqua, LSZH, 2 m | 1 |  | 12.6591 | 12.6591
CG-F050502Q2Z20003M | J | F050502Q2Z20003M | CORNING - Bretella ottica LC/UPC-LC/UPC duplex basic series OM4 zipcord 2x4mm, aqua, LSZH, 3 m | 1 |  | 14.4789 | 14.4789
CG-050502Q5Z20001M | ) | 050502Q5Z20001M | CORNING - Bretella ottica LC-LC duplex OM4 bend insensitive 2x4mm zipcord aqua, LSFRZH, 1 m | 1 |  | 34.9774 | 34.9774
CG-050502Q5Z20002M | ) | 050502Q5Z20002M | CORNING - Bretella ottica LC-LC duplex OM4 bend insensitive 2x4mm zipcord aqua, LSFRZH, 2 m | 1 |  | 37.6972 | 37.6972
CG-050502Q5Z20003M | ) | 050502Q5Z20003M | CORNING - Bretella ottica LC-LC duplex OM4 bend insensitive 2x4mm zipcord aqua, LSFRZH, 3 m | 1 |  | 40.337 | 40.337
CG-050502Q5Z20005M | ) | 050502Q5Z20005M | CORNING - Bretella ottica LC-LC duplex OM4 bend insensitive 2x4mm zipcord aqua, LSFRZH, 5 m | 1 |  | 45.7566 | 45.7566
CG-050502Q5Z20010M | ) | 050502Q5Z20010M | CORNING - Bretella ottica LC-LC duplex OM4 bend insensitive 2x4mm zipcord aqua, LSFRZH, 10 m | 1 |  | 59.1956 | 59.1956
CG-F047202G2Z20001M | J | F047202G2Z20001M | CORNING - Bretella ottica LC/UPC-SC/UPC duplex basic series OS2 G657.A1 zipcord 2x4mm, gialla, LSZH, 1 m | 1 |  | 7.8194 | 7.8194
CG-F047202G2Z20002M | J | F047202G2Z20002M | CORNING - Bretella ottica LC/UPC-SC/UPC duplex basic series OS2 G657.A1 zipcord 2x4mm, gialla, LSZH, 2 m | 1 |  | 8.2594 | 8.2594
CG-F047202G2Z20003M | J | F047202G2Z20003M | CORNING - Bretella ottica LC/UPC-SC/UPC duplex basic series OS2 G657.A1 zipcord 2x4mm, gialla, LSZH, 3 m | 1 |  | 8.6793 | 8.6793
CG-F055702Q2Z20001M | J | F055702Q2Z20001M | CORNING - Bretella ottica LC/UPC-SC/UPC duplex basic series OM4 zipcord 2x4mm, aqua, LSZH, 1 m | 1 |  | 10.8592 | 10.8592
CG-F055702Q2Z20002M | J | F055702Q2Z20002M | CORNING - Bretella ottica LC/UPC-SC/UPC duplex basic series OM4 zipcord 2x4mm, aqua, LSZH, 2 m | 1 |  | 12.6591 | 12.6591
CG-F055702Q2Z20003M | J | F055702Q2Z20003M | CORNING - Bretella ottica LC/UPC-SC/UPC duplex basic series OM4 zipcord 2x4mm, aqua, LSZH, 3 m | 1 |  | 14.4789 | 14.4789
CG-727202G5Z31001M | ) | 727202G5Z31001M | CORNING - Bretella ottica SC-SC duplex OS2 ULTRA (G652/G657) 2,8x5,7mm zipcord gialla, LSFRZH, 1 m | 1 |  | 23.8782 | 23.8782
CG-727202G5Z31002M | ) | 727202G5Z31002M | CORNING - Bretella ottica SC-SC duplex OS2 ULTRA (G652/G657) 2,8x5,7mm zipcord gialla, LSFRZH, 2 m | 1 |  | 25.5181 | 25.5181
CG-727202G5Z31003M | ) | 727202G5Z31003M | CORNING - Bretella ottica SC-SC duplex OS2 ULTRA (G652/G657) 2,8x5,7mm zipcord gialla, LSFRZH, 3 m | 1 |  | 27.198 | 27.198
CG-727202G5Z31005M | ) | 727202G5Z31005M | CORNING - Bretella ottica SC-SC duplex OS2 ULTRA (G652/G657) 2,8x5,7mm zipcord gialla, LSFRZH, 5 m | 1 |  | 30.4777 | 30.4777
CG-727202G5Z31010M | ) | 727202G5Z31010M | CORNING - Bretella ottica SC-SC duplex OS2 ULTRA (G652/G657) 2,8x5,7mm zipcord gialla, LSFRZH, 10 m | 1 |  | 38.7171 | 38.7171
Bretelle in Fibra Ottica bend insensitive cavo tondo 2 mm
CG-E787802GNZ20001M | ) | E787802GNZ20001M | CORNING - Bretella ottica LC-LC duplex OS2 uniboot ULTRA (G652/G657) bend insensitive 2mm cavo tondo giallo, LSFRZH, 1 m | 1 |  | 40.9169 | 40.9169
CG-E787802GNZ20002M | ) | E787802GNZ20002M | CORNING - Bretella ottica LC-LC duplex OS2 uniboot ULTRA (G652/G657) bend insensitive 2mm cavo tondo giallo, LSFRZH, 2 m | 1 |  | 42.1768 | 42.1768
CG-E787802GNZ20003M | ) | E787802GNZ20003M | CORNING - Bretella ottica LC-LC duplex OS2 uniboot ULTRA (G652/G657) bend insensitive 2mm cavo tondo giallo, LSFRZH, 3 m | 1 |  | 43.4567 | 43.4567
CG-E787802GNZ20004M | ) | E787802GNZ20004M | CORNING - Bretella ottica LC-LC duplex OS2 uniboot ULTRA (G652/G657) bend insensitive 2mm cavo tondo giallo, LSFRZH, 4 m | 1 |  | 44.6966 | 44.6966
CG-E787802GNZ20005M | ) | E787802GNZ20005M | CORNING - Bretella ottica LC-LC duplex OS2 uniboot ULTRA (G652/G657) bend insensitive 2mm cavo tondo giallo, LSFRZH, 5 m | 1 |  | 45.9766 | 45.9766
CG-E787802GNZ20010M | ) | E787802GNZ20010M | CORNING - Bretella ottica LC-LC duplex OS2 uniboot ULTRA (G652/G657) bend insensitive 2mm cavo tondo giallo, LSFRZH, 10 m | 1 |  | 52.3161 | 52.3161
CG-727802GNZ20001M | ) | 727802GNZ20001M | CORNING - Bretella ottica LC uniboot-SC duplex OS2 bend insensitive 2mm cavo tondo giallo, LSZH, 1 m | 1 |  | 32.1976 | 32.1976
CG-727802GNZ20002M | ) | 727802GNZ20002M | CORNING - Bretella ottica LC uniboot-SC duplex OS2 bend insensitive 2mm cavo tondo giallo, LSZH, 2 m | 1 |  | 33.4575 | 33.4575
CG-727802GNZ20003M | ) | 727802GNZ20003M | CORNING - Bretella ottica LC uniboot-SC duplex OS2 bend insensitive 2mm cavo tondo giallo, LSZH, 3 m | 1 |  | 34.7374 | 34.7374
CG-727802GNZ20004M | ) | 727802GNZ20004M | CORNING - Bretella ottica LC uniboot-SC duplex OS2 bend insensitive 2mm cavo tondo giallo, LSZH, 4 m | 1 |  | 35.9773 | 35.9773
CG-727802GNZ20005M | ) | 727802GNZ20005M | CORNING - Bretella ottica LC uniboot-SC duplex OS2 bend insensitive 2mm cavo tondo giallo, LSZH, 5 m | 1 |  | 37.2572 | 37.2572
CG-727802GNZ20010M | ) | 727802GNZ20010M | CORNING - Bretella ottica LC uniboot-SC duplex OS2 bend insensitive 2mm cavo tondo giallo, LSZH, 10 m | 1 |  | 43.5967 | 43.5967
CG-E797902QNZ20001M | ) | E797902QNZ20001M | CORNING - Bretella ottica LC-LC duplex OM4 uniboot bend insensitive 2mm cavo tondo aqua, LSFRZH, 1 m | 1 |  | 39.997 | 39.997
CG-E797902QNZ20002M | J | E797902QNZ20002M | CORNING - Bretella ottica LC-LC duplex OM4 uniboot bend insensitive 2mm cavo tondo aqua, LSFRZH, 2 m | 1 |  | 42.6768 | 42.6768
CG-E797902QNZ20003M | J | E797902QNZ20003M | CORNING - Bretella ottica LC-LC duplex OM4 uniboot bend insensitive 2mm cavo tondo aqua, LSFRZH, 3 m | 1 |  | 45.3566 | 45.3566
CG-E797902QNZ20004M | ) | E797902QNZ20004M | CORNING - Bretella ottica LC-LC duplex OM4 uniboot bend insensitive 2mm cavo tondo aqua, LSFRZH, 4 m | 1 |  | 48.0364 | 48.0364
CG-E797902QNZ20005M | ) | E797902QNZ20005M | CORNING - Bretella ottica LC-LC duplex OM4 uniboot bend insensitive 2mm cavo tondo aqua, LSFRZH, 5 m | 1 |  | 50.7562 | 50.7562
CG-E797902QNZ20010M | ) | E797902QNZ20010M | CORNING - Bretella ottica LC-LC duplex OM4 uniboot bend insensitive 2mm cavo tondo aqua, LSFRZH, 10 m | 1 |  | 64.2152 | 64.2152
LAN CORE - Attrezzatura e connettori pre-terminati UniCam
CG-TKT-UNICAM-PFC | ) | TKT-UNICAM-PFC | CORNING - Kit di terminazione UniCam high-performance per terminazione connettori LC, SC e ST | 1 |  | 2232.9525 | 2232.9525
CG-95-200-99 | J | 95-200-99 | CORNING - Connettore Unicam LC OS2 UPC high performance | 1 |  | 15.3788 | 15.3788
CG-95-050-99-X | J | 95-050-99-X | CORNING - Connettore Unicam LC OM3/OM4 high performance | 1 |  | 14.7589 | 14.7589
CG-95-050-99 | ) | 95-050-99 | CORNING - Connettore Unicam LC OM2 high performance | 1 |  | 14.1589 | 14.1589
CG-95-050-90 | ) | 95-050-90 | CORNING - Connettore Unicam LC OM2 standard performance | 1 |  | 11.0592 | 11.0592
CG-95-000-99 | ) | 95-000-99 | CORNING - Connettore Unicam LC OM1 high performance | 1 |  | 14.1589 | 14.1589
CG-95-200-44 | ) | 95-200-44 | CORNING - Connettore Unicam SC OS2 APC standard performance | 1 |  | 14.7589 | 14.7589
CG-95-200-41 | ) | 95-200-41 | CORNING - Connettore Unicam SC OS2 UPC high performance | 1 |  | 14.1589 | 14.1589
CG-95-050-41-X | J | 95-050-41-X | CORNING - Connettore Unicam SC OM3/OM4 high performance | 1 |  | 13.519 | 13.519
CG-95-050-41 | J | 95-050-41 | CORNING - Connettore Unicam SC OM2 high performance | 1 |  | 12.919 | 12.919
CG-95-050-40 | ) | 95-050-40 | CORNING - Connettore Unicam SC OM2 standard performance | 1 |  | 9.8393 | 9.8393
CG-95-000-41 | ) | 95-000-41 | CORNING - Connettore Unicam SC OM1 high performance | 1 |  | 12.919 | 12.919
CG-95-000-40 | ) | 95-000-40 | CORNING - Connettore Unicam SC OM1 standard performance | 1 |  | 9.8393 | 9.8393
CG-95-200-51 | ) | 95-200-51 | CORNING - Connettore Unicam ST OS2 UPC high performance | 1 |  | 14.1589 | 14.1589
CG-95-050-51-X | ) | 95-050-51-X | CORNING - Connettore Unicam ST OM3/OM4 high performance | 1 |  | 13.519 | 13.519
CG-95-050-51 | ) | 95-050-51 | CORNING - Connettore Unicam ST OM2 high performance | 1 |  | 12.919 | 12.919
CG-95-050-50 | ) | 95-050-50 | CORNING - Connettore Unicam ST OM2 standard performance | 1 |  | 9.8393 | 9.8393
CG-95-000-51 | ) | 95-000-51 | CORNING - Connettore Unicam ST OM1 high performance | 1 |  | 12.919 | 12.919
CG-95-000-50 | ) | 95-000-50 | CORNING - Connettore Unicam ST OM1 standard performance | 1 |  | 9.8393 | 9.8393
Terminazioni ottiche Hot melt - Fibrlok
CG-80611127574 | ) | 80611127574 | CORNING - Connettore SC Hot Melt multimodale (ferrula ceramica) codolo bianco 6300-W | 60 |  | 5.9796 | 5.9796
CG-80611127533 | L | 80611127533 | CORNING - Connettore ST Hot Melt multimodale (ferrula ceramica) codolo bianco 6100-W | 60 |  | Richiedere | #VALUE!
CG-DE010012784 | ) | DE010012784 | CORNING - Giunto meccanico Fibrlok 250 e 900 micron cod.2529 | 20 |  | 6.3195 | 6.3195
CG-JE421001619 | ) | JE421001619 | CORNING - Giunto meccanico Fibrlok 4x4 250 micron 2540G | 60 |  | 9.3793 | 9.3793
CG-80610581870 | ) | 80610581870 | CORNING - Pressa assemblaggio per giunti Fibrlok 2529 cod. 2501 | 1 |  | 81.6339 | 81.6339
CG-80610755896 | ) | 80610755896 | CORNING - Giunto singolo Fibrlok universale monomodale 2529 | 60 |  | 9.3793 | 9.3793

## ORCA Copper System
Listino Giugno22 |  |  | WWW.COMPASSTECH.IT
Indice
ORCA - Sistemi in Rame
Cod. Compass |  | Cod. Vendor | Descrizione | MOQ | End-User | Netto
ORCA - Sistema in RAME Telefonico
OC-TCM-651101-10 | J |  | ORCA - Modulo di sezionamento a 10 coppie | 5 | 2.75 | 2.75
OC-TCM-651102-10 | J |  | ORCA - Modulo di connessione a 10 coppie | 5 | 2.75 | 2.75
OC-TCM-651103-10 | J |  | ORCA - Modulo di terra a 10 coppie | 1 | 2.55 | 2.55
OC-TCM-651104-10 | L |  | ORCA - Sistema protezione 10 coppie 230V a tre poli precaricato | 1 | 12.68 | 12.68
OC-TCM-651104-02 | L |  | ORCA - Protezione integrata a una coppia | 1 | 1.27 | 1.27
OC-TCM-651105-10 | J |  | ORCA - Portaetichette per moduli a 10 coppie | 1 | 0.78 | 0.78
OC-TCM-651106-10 | J |  | ORCA - Portaetichette per moduli a 10 coppie per testata armadio | 1 | 1.14 | 1.14
OC-TCM-651107-10 | J |  | ORCA - Supporto per modulo a 10 coppie (porta fino a 10 strisce) | 1 | 5.96 | 5.96
OC-TCM-651108-10 | J |  | ORCA - Coperchio trasparente per modulo a 10 coppie | 1 | 2.5 | 2.5
OC-TCM-651109-02 | ) |  | ORCA - Cordone di permuta a 2 poli lungh. 2 mt (connessione) | 1 | 1.34 | 1.34
OC-TCM-651111-02 | J |  | ORCA - Plug a 2 poli di connessione | 1 | 1.48 | 1.48
OC-TCM-651115-50 | ) |  | ORCA - Giunto termorestringente per cavi in rame 10-50cp in AL | 1 | 17.31 | 17.31
OC-TCM-651115-E1 | ) |  | ORCA - Giunto termorestringente per cavi in rame 50-150cp in AL | 1 | 28.03 | 28.03
OC-TCM-651115-E4 | ) |  | ORCA - Giunto termorestringente x cavi in rame 200-400cp in AL | 1 | 33 | 33
OC-TCM-651115-E6 | ) |  | ORCA - Giunto termorestringente x cavi in rame 400-600cp in AL | 1 | 32.53 | 32.53
OC-TCM-651115-F1 | ) |  | ORCA - Giunto termorestringente x cavi in rame 600-1000cp in AL | 1 | 32.96 | 32.96
OC-TCM-651116-02 | ) |  | ORCA - Connettore UY, 1 cond. con gel, OD 1,52, max 0,4-0,7mm (moq. 100 pz:) | 100 | 0.07 | 0.07
OC-TCM-651117-02 | ) |  | ORCA - Connettore UY2, 2 cond. con gel, OD 1,52, max 0,4-0,7mm (moq. 100 pz:) | 100 | 0.09 | 0.09
OC-TCM-651112-30 | ) |  | ORCA - Box di distribuzione 30 cp (max 3moduli non inclusi) chius a vite | 1 | 12.31 | 12.31
OC-TCM-651112-50 | ) |  | ORCA - Box di distribuzione 50 cp (max 5moduli non inclusi) chius a vite | 1 | 19.55 | 19.55
OC-TCM-651112-E1 | ) |  | ORCA - Box di distribuzione 100 cp (max 10modul nn inclusi) chius a vite | 1 | 29.24 | 29.24
OC-TCM-651113-30 | ) |  | ORCA - Box di distribuzione 30 cp (max 3 moduli non inclusi) per esterno | 1 | 22.21 | 22.21
OC-TCM-651113-50 | ) |  | ORCA - Box di distribuzione 50 cp (max 5 moduli non inclusi) per esterno | 1 | 26.04 | 26.04
OC-TCM-651114-E1 | ) |  | ORCA - Box di distribuzione 100 cp (max 10 moduli non inclusi) PVC | 1 | 18.26 | 18.26
OC-TCM-651114-E2 | ) |  | ORCA - Box di distribuzione 200 cp (max 20 moduli non inclusi) metallo | 1 | 96.74 | 96.74
OC-TCM-651114-E4 | J |  | ORCA - Box di distribuzione 400 cp (max 40 moduli non inclusi) metallo | 1 | 102.98 | 102.98
OC-TL-268000-00 | K |  | ORCA - Spela cavi telefonici Miller 103S, 22-10 AWG (0,65-2.6mm) | 1 | 23.92 | 23.92
ORCA - Cavo Dati Trefolato
OC-CVR-211011-00 | J |  | ORCA - Cavo Lan UTP 1 coppia per bretelle Cat5E (Matassa 100mt) | 1 | 41.82 | 41.82
OC-CVR-211011-01 | J |  | ORCA - Cavo Lan UTP 2 coppia per bretelle Cat5E (Matassa da 100mt) | 1 | 59.2 | 59.2
OC-CVR-211012-07 | J |  | ORCA - Cavo Lan UTP 4 coppia per bretelle Cat5E Guaina Col Grigio (box 305m) | 305 | 0.76 | 0.76
OC-CVR-211013-07 | J |  | ORCA - Cavo Lan UTP 4 coppia per bretelle Cat6 Guaina Col Grigio (box 305m) | 305 | 0.98 | 0.98
OC-CVR-211212-07 | J |  | ORCA - Cavo Lan FTP 4 coppia per bretelle Cat5E Guaina Col Grigio (box 305m) | 305 | 0.72 | 0.72
Cavo Telefonico
OC-CVR-311200-08 | J |  | ORCA - Cavo piatto a 8 conduttori, guaina nero (Matassa da 100mt) | 1 | 46.2 | 46.2
OC-CVR-311200-06 | J |  | ORCA - Cavo piatto 6 conduttori, guaina nera (Matassa da 100mt) | 1 | 38.6 | 38.6
OC-CVR-311200-04 | J |  | ORCA - Cavo piatto 4 conduttori, guaina nera (Matassa da 100mt) | 1 | 20.1 | 20.1
ORCA - Cavo telefonico per interno
OC-CVR-312009-00 | J |  | ORCA - Trecciola telefonica da 0,6mm B/Verde (mat. 250m) | 250 | 0.1827 | 0.1827
OC-CVR-312008-00 | J |  | ORCA - Trecciola telefonica da 0,6mm B/Gialla (mat. 250m) | 250 | 0.1827 | 0.1827
OC-CVR-312007-00 | J |  | ORCA - Trecciola telefonica da 0,6mm B/Rosso (mat. 250m) | 250 | 0.1827 | 0.1827
OC-CVR-312006-00 | J |  | ORCA - Trecciola telefonica da 0,6mm B/Blu (mat. 250m) | 250 | 0.1827 | 0.1827
OC-CVR-312010-00 | J |  | ORCA - Cavo telefonico TE 1 coppie x 0,6 "Abb.Telecom" (mat. 250m) | 250 | Richiedere | #VALUE!
OC-CVR-312010-01 | J |  | ORCA - Cavo telefonico TE 1 coppia x 1 "Bronzino" (mat. 300m) | 300 | Richiedere | #VALUE!
OC-CVR-312010-02 | J |  | ORCA - Cavo telefonico per interno TR 2 coppie + Terra - CPR Class Eca (mat. 250m) | 250 | Richiedere | #VALUE!
OC-CVR-312010-03 | ) |  | ORCA - Cavo telefonico per interno TR 3 coppie - CPR Class Eca (mat. 250m) | 250 | Richiedere | #VALUE!
OC-CVR-312010-06 | ) |  | ORCA - Cavo telefonico per interno TR 6 coppie - CPR Class Eca (mat. 250m) | 250 | Richiedere | #VALUE!
OC-CVR-312010-11 | J |  | ORCA - Cavo telefonico per interno TR 10 coppie guaina LSZH - CPR Class Eca | 50 | Richiedere | #VALUE!
OC-CVR-312010-16 | ) |  | ORCA - Cavo telefonico per interno TR 15 coppie - CPR Class Eca | 50 | Richiedere | #VALUE!
OC-CVR-312010-21 | ) |  | ORCA - Cavo telefonico per interno TR 20 coppie - CPR Class Eca | 50 | Richiedere | #VALUE!
OC-CVR-312010-26 | J |  | ORCA - Cavo telefonico per interno TR 25 coppie guaina LSZH - CPR Class Eca | 50 | Richiedere | #VALUE!
OC-CVR-312010-31 | ) |  | ORCA - Cavo telefonico per interno TR 30 coppie - CPR Class Eca | 50 | Richiedere | #VALUE!
OC-CVR-312010-50 | J |  | ORCA - Cavo telefonico per interno TR 50 coppie guaina LSZH - CPR Class Eca | 50 | Richiedere | #VALUE!
OC-CVR-312010-E1 | J |  | ORCA - Cavo telefonico per interno TR 100 coppie guaina LSZH - CPR Class Eca | 50 | Richiedere | #VALUE!
ORCA - Cavo telefonico per esterno
OC-CVR-312020-10 | ) |  | ORCA - Cavo telefonico per esterno TEGHE 10 coppie schermato guaina PE | 50 | Richiedere | #VALUE!
OC-CVR-312020-20 | ) |  | ORCA - Cavo telefonico per esterno TEGHE 20 coppie schermato guaina PE | 50 | Richiedere | #VALUE!
OC-CVR-312020-30 | ) |  | ORCA - Cavo telefonico per esterno TEGHE 30 coppie schermato guaina PE | 50 | Richiedere | #VALUE!
OC-CVR-312020-50 | ) |  | ORCA - Cavo telefonico per esterno TEGHE 50 coppie schermato guaina PE | 50 | Richiedere | #VALUE!
OC-CVR-312020-E0 | ) |  | ORCA - Cavo telefonico per esterno TEGHE 100 coppie schermato guaina PE | 50 | Richiedere | #VALUE!
ORCA - Fonia
OC-PPT-271120-50 | J |  | ORCA - Pannello Telefonico 50 porte 1U 19" Rack | 1 | 65.8 | 65.8
OC-PPT-271120-25 | J |  | ORCA - Pannello Telefonico 25 porte 1U 19" Rack | 1 | 55.45 | 55.45
OC-MJ3-231130-00 | J |  | ORCA - Inserto RJ45 Categoria 3 colore NERO UTP | 1 | 1.24 | 1.24
OC-MJ3-231131-00 | J |  | ORCA - Inserto RJ11 Categoria 3 colore NERO UTP (toolless) | 1 | 0.72 | 0.72
ORCA - Cat5E
OC-MJ5-232120-00 | J |  | ORCA - Inserto RJ45 Cat.5E UTP - tool 110 90° - colore nero | 1 | 1.64 | 1.64
OC-MJ5-232130-00 | J |  | ORCA - Inserto RJ45 Cat.5E UTP - tool 110 90° - colore bianco | 1 | 1.64 | 1.64
OC-MJ5-232140-00 | J |  | ORCA - Inserto RJ45 Cat.5E UTP - toolless - colore nero | 1 | 1.09 | 1.09
OC-PP5-272120-24 | J |  | ORCA - Pannello precaricato Cat5E 24 porte UTP iconab, etichettab | 1 | 35.16 | 35.16
OC-PP5-272120-48 | J |  | ORCA - Pannello precaricato Cat5E 48 porte UTP iconab, etichettab 2U | 1 | 69.57 | 69.57
OC-PP5-272121-48 | L |  | ORCA - Pannello PCB Cat5E 48 porte UTP iconab, etichettab 1U | 1 | 36.77 | 36.77
OC-CVR-212012-32 | J |  | ORCA - Cavo non schermato U-UTP Cat.5E, AWG 24, 4cp, guaina LSZH - CPR Class Eca - Grigio (box. 305) | 305 | 0.55 | 0.55
OC-MJ5-232230-00 | L |  | ORCA - Inserto RJ45 Cat.5E FTP - tool 110 90° - colore nero con rivestimento metallico | 1 | 2.25 | 2.25
OC-MJ5-232220-00 | J |  | ORCA - Inserto RJ45 Cat.5E FTP - toolless - colore nero con rivestimento metallico | 1 | 2.67 | 2.67
OC-PP5-272220-24 | J |  | ORCA - Pannello precaricato Cat5E 24 porte FTP | 1 | 59.12 | 59.12
OC-CVR-212212-12 | J |  | ORCA - Cavo schermato F-UTP Cat.5E, AWG 24, 4cp, guaina LSZH - CPR Class Eca - bianco (box. 305) | 305 | 0.78 | 0.78
ORCA - Cat6
OC-MJ6-233120-00 | J |  | ORCA - Inserto RJ45 Cat.6 UTP - tool 110 90° - colore nero | 1 | 2.45 | 2.45
OC-MJ6-233130-00 | J |  | ORCA - Inserto RJ45 Cat.6 UTP - tool 110 90° - colore bianco | 1 | 2.45 | 2.45
OC-MJ6-233140-00 | J |  | ORCA - Inserto RJ45 Cat.6 UTP - toolless - modular - colore nero (Conf. 12pz) | 12 | 1.54 | 1.54
OC-PP6-273120-24 | J |  | ORCA - Pannello precaricato Cat6 24 pt prec UTP icon, etich | 1 | 49.39 | 49.39
OC-PP6-273121-48 | L |  | ORCA - Pannello PCB Cat6 48 pt prec UTP icon, etich 1U | 1 | 84.9 | 84.9
OC-CVR-212013-62 | J |  | ORCA - Cavo Non schermato Categoria 6, AWG 24, 4cp, guaina LSZH - CPR Class Eca - colore Bianco (box. 305) | 305 | 0.6 | 0.6
OC-CVR-212013-52 | J |  | ORCA - Cavo Non schermato UTP Categoria 6, AWG 24, 4cp, guaina LSZH - CPR Class B2ca - s1a,d1,a1 - Col Magenta (box. 305) | 305 | 0.75 | 0.75
OC-MJ6-233220-00 | J |  | ORCA - Inserto RJ45 Cat.6 FTP - tool 110/LSA 90° - rivestimento metallico | 1 | 3.5 | 3.5
OC-MJ6-235220-00 | J |  | ORCA - Inserto RJ45 Cat.6 FTP - toolleess - colore nero con rivestimento metallico. | 1 | 2.59 | 2.59
OC-PP6-273220-24 | J |  | ORCA - Pannello precaricato Cat6 24 pt precaricato FTP | 1 | 81.77 | 81.77
OC-CVR-212213-12 | J |  | ORCA - Cavo schermato F-UTP Cat.6, AWG 24, 4cp, guaina LSZH - CPR Class Dca (s2,d2,a1) - Bianco (box. 305) | 305 | 0.96 | 0.96
OC-CVR-212213-02 | L |  | ORCA - Cavo schermato F-UTP Cat.6, AWG 24, 4cp, guaina LSZH - CPR Class Eca - Bianco (box. 305) | 305 | 0.76 | 0.76
OC-CVR-212213-22 | J |  | ORCA - Cavo schermato F-UTP Categoria 6, AWG 24, 4cp, guaina LSZH - CPR Class B2ca - s1a,d1,a1 - Col. Magenta (reel 500) | 500 | 0.99 | 0.99
ORCA - Cat6A
OC-MJ6-233124-00 | J |  | ORCA - Inserto RJ45 Cat.6A UTP Slim - Toolless - 180° - Colore Bianco | 1 | 4.31 | 4.31
OC-PP-570129-24 | J |  | ORCA - Pannello UTP Cat. 6A 24 porte e barra posteriore gestione cavo (con 24 jack UTP inclusi nella confezione) | 1 | 107.58 | 107.58
OC-CVR-212215-22 | J |  | ORCA - Cavo non scherm. U/UTP Cat.6A Alien-Next Proof AWG 23, LSZH CPR Dca (s2,d2,a1) - Arancio (reel 500) | 500 | 0.94 | 0.94
OC-MJ6-233224-00 | J |  | ORCA - Inserto RJ45 Cat.6A FTP Slim - Toolless - metallico | 1 | 5.37 | 5.37
OC-PP6-273124-24 | J |  | ORCA - Pannello precaricato 24 porte Cat.6A FTP - IDC LSA 90° con gestione cavo | 1 | 128.76 | 128.76
OC-CVR-212214-22 | J |  | ORCA - Cavo schermato U-FTP Cat.6A AWG 23, 4cp, guaina LSZH - CPR Class B2ca (s1a,d1,a1) - Magenta (reel 500) | 500 | 0.97 | 0.97
ORCA - Cat.7
OC-CVR-212216-01 | ) |  | ORCA - Cavo schermato S-FTP Cat.7 AWG 23, 4cp, guaina LSZH - CPR Class B2ca (s1a,d1,a1) - Magenta (reel 500) | 500 | 1.41 | 1.41
ORCA - Cat. 6 per Esterno
OC-CVR-211213-05 | J |  | ORCA - Cavo non schermato U-UTP Cat.6 da esterno, guaina PE AWG24 - CPR Class Fca - nero (bob 500) | 500 | 0.67 | 0.67
OC-CVR-211213-04 | J |  | ORCA - Cavo non schermato U-UTP Cat.6 doppia guaina PVC/PE 24AWG da esterno - CPR Class Fca - nero (bob 500) | 500 | 1 | 1
OC-CVR-211313-00 | J |  | ORCA - Cavo schermato F-UTP Cat.6 da esterno, guaina PE 24AWG - CPR Class Fca - nero (bob 500) | 500 | 0.87 | 0.87
OC-CVR-211313-04 | J |  | ORCA - Cavo schermato F-UTP Cat.6 doppia guaina PVC/PE 24AWG da esterno - CPR Class Fca - nero (bob 500) | 500 | 1.2 | 1.2
ORCA - Patch Cords Cat.3 RJ45-RJ45 Colorate
OC-PC3-226109-A0 | J |  | ORCA - Bretella Cat. 3 RJ45/RJ45 1 Cp. L. 0,5 Mt. Verde | 1 | 1.68 | 1.68
OC-PC3-226109-01 | J |  | ORCA - Bretella Cat. 3 RJ45/RJ45 1 Cp. L. 1 Mt. Verde | 1 | 1.74 | 1.74
OC-PC3-226109-A1 | J |  | ORCA - Bretella Cat. 3 RJ45/RJ45 1 Cp. L. 1,5 Mt. Verde | 1 | 2.29 | 2.29
OC-PC3-226109-02 | J |  | ORCA - Bretella Cat. 3 RJ45/RJ45 1 Cp. L. 2 Mt. Verde | 1 | 2.33 | 2.33
OC-PC3-226109-03 | J |  | ORCA - Bretella Cat. 3 RJ45/RJ45 1 Cp. L. 3 Mt. Verde | 1 | 2.39 | 2.39
OC-PC3-226109-05 | J |  | ORCA - Bretella Cat. 3 RJ45/RJ45 1 Cp. L. 5 Mt. Verde | 1 | 3.32 | 3.32
OC-PC3-226106-A0 | J |  | ORCA - Bretella Cat. 3 RJ45/RJ45 1 Cp. L. 0,5 Mt. Blu | 1 | 1.68 | 1.68
OC-PC3-226106-01 | J |  | ORCA - Bretella Cat. 3 RJ45/RJ45 1 Cp. L. 1 Mt. Blu | 1 | 1.73 | 1.73
OC-PC3-226106-A1 | J |  | ORCA - Bretella Cat. 3 RJ45/RJ45 1 Cp. L. 1,5 Mt. Blu | 1 | 1.93 | 1.93
OC-PC3-226106-02 | J |  | ORCA - Bretella Cat. 3 RJ45/RJ45 1 Cp. L. 2 Mt. Blu | 1 | 2.41 | 2.41
OC-PC3-226106-03 | J |  | ORCA - Bretella Cat. 3 RJ45/RJ45 1 Cp. L. 3 Mt. Blu | 1 | 2.63 | 2.63
OC-PC3-226106-05 | J |  | ORCA - Bretella Cat. 3 RJ45/RJ45 1 Cp. L. 5 Mt. Blu | 1 | 3.32 | 3.32
OC-PC3-226107-A0 | J |  | ORCA - Bretella Cat. 3 RJ45/RJ45 1 Cp. L. 0,5 Mt. Rosso | 1 | 1.68 | 1.68
OC-PC3-226107-01 | J |  | ORCA - Bretella Cat. 3 RJ45/RJ45 1 Cp. L. 1 Mt. Rosso | 1 | 2.03 | 2.03
OC-PC3-226107-A1 | J |  | ORCA - Bretella Cat. 3 RJ45/RJ45 1 Cp. L. 1,5 Mt. Rosso | 1 | 1.93 | 1.93
OC-PC3-226107-02 | J |  | ORCA - Bretella Cat. 3 RJ45/RJ45 1 Cp. L. 2 Mt. Rosso | 1 | 2.54 | 2.54
OC-PC3-226107-03 | J |  | ORCA - Bretella Cat. 3 RJ45/RJ45 1 Cp. L. 3 Mt. Rosso | 1 | 2.66 | 2.66
OC-PC3-226107-05 | J |  | ORCA - Bretella Cat. 3 RJ45/RJ45 1 Cp. L. 5 Mt. Rosso | 1 | 3.68 | 3.68
OC-PC3-226108-A0 | J |  | ORCA - Bretella Cat. 3 RJ45/RJ45 1 Cp. L. 0,5 Mt. Giallo | 1 | 1.68 | 1.68
OC-PC3-226108-01 | J |  | ORCA - Bretella Cat. 3 RJ45/RJ45 1 Cp. L. 1 Mt. Giallo | 1 | 1.74 | 1.74
OC-PC3-226108-A1 | J |  | ORCA - Bretella Cat. 3 RJ45/RJ45 1 Cp. L. 1,5 Mt. Giallo | 1 | 2.29 | 2.29
OC-PC3-226108-02 | J |  | ORCA - Bretella Cat. 3 RJ45/RJ45 1 Cp. L. 2 Mt. Giallo | 1 | 2.55 | 2.55
OC-PC3-226108-03 | J |  | ORCA - Bretella Cat. 3 RJ45/RJ45 1 Cp. L. 3 Mt. Giallo | 1 | 2.85 | 2.85
OC-PC3-226108-05 | J |  | ORCA - Bretella Cat. 3 RJ45/RJ45 1 Cp. L. 5 Mt. Giallo | 1 | 3.32 | 3.32
OC-PC3-226104-A0 | J |  | ORCA - Bretella Cat. 3 RJ45/RJ45 1 Cp. L. 0,5Mt. Grigio | 1 | 1.68 | 1.68
OC-PC3-226104-01 | J |  | ORCA - Bretella Cat. 3 RJ45/RJ45 1 Cp. L. 1 Mt. Grigio | 1 | 1.74 | 1.74
OC-PC3-226104-A1 | J |  | ORCA - Bretella Cat. 3 RJ45/RJ45 1 Cp. L. 1,5 Mt. Grigio | 1 | 2.3 | 2.3
OC-PC3-226104-02 | J |  | ORCA - Bretella Cat. 3 RJ45/RJ45 1 Cp. L. 2 Mt. Grigio | 1 | 2.8 | 2.8
OC-PC3-226104-03 | J |  | ORCA - Bretella Cat. 3 RJ45/RJ45 1 Cp. L. 3 Mt. Grigio | 1 | 2.39 | 2.39
OC-PC3-226104-05 | ) |  | ORCA - Bretella Cat. 3 RJ45/RJ45 1 Cp. L. 5 Mt. Grigio | 1 | 3.32 | 3.32
ORCA - Patch Cords RJ45-XC Cat5E
OC-XC5-222101-01 | J |  | ORCA - Bretella di permutazione Cat5e 1 coppia 110XC-RJ45 UTP 1mt | 1 | 0.61 | 0.61
OC-XC5-222101-02 | J |  | ORCA - Bretella di permutazione Cat5e 1 coppia 110XC-RJ45 UTP 2mt | 1 | 1.2 | 1.2
OC-XC5-222101-03 | J |  | ORCA - Bretella di permutazione Cat5e 1 coppia 110XC-RJ45 UTP 3mt | 1 | 1.54 | 1.54
OC-XC5-222102-01 | J |  | ORCA - Bretella di permutazione Cat5e 2 coppie 110XC-RJ45 UTP 1mt | 1 | 0.61 | 0.61
OC-XC5-222102-02 | J |  | ORCA - Bretella di permutazione Cat5e 2 coppie 110XC-RJ45 UTP 2mt | 1 | 1.58 | 1.58
OC-XC5-222102-03 | J |  | ORCA - Bretella di permutazione Cat5e 2 coppie 110XC-RJ45 UTP 3mt | 1 | 2.21 | 2.21
OC-XC5-222104-01 | J |  | ORCA - Bretella di permutazione Cat5e 4 coppie 110XC-RJ45 UTP 1mt | 1 | 2.34 | 2.34
OC-XC5-222104-02 | J |  | ORCA - Bretella di permutazione Cat5e 4 coppie 110XC-RJ45 UTP 2mt | 1 | 7.39 | 7.39
OC-XC5-222104-03 | J |  | ORCA - Bretella di permutazione Cat5e 4 coppie 110XC-RJ45 UTP 3mt | 1 | 8.22 | 8.22
OC-XC5-222105-01 | J |  | ORCA - Bretella di permutazione Cat5E 1coppia 110XC-110XC UTP 1mt | 1 | 1.24 | 1.24
OC-XC5-222105-02 | J |  | ORCA - Bretella di permutazione Cat5E 1coppia 110XC-110XC UTP 2mt | 1 | 1.36 | 1.36
OC-XC5-222105-03 | J |  | ORCA - Bretella di permutazione Cat5E 1coppia 110XC-110XC UTP 3mt | 1 | 2.03 | 2.03
ORCA - Patch Cords RJ45 Cat5E
OC-PC5-222140-A0 | J |  | ORCA - Bretella di permutazione Cat5E UTP colore grigio L. 0,5mt | 1 | 0.98 | 0.98
OC-PC5-222140-01 | J |  | ORCA - Bretella di permutazione Cat5E UTP colore grigio L. 1mt | 1 | 1.28 | 1.28
OC-PC5-222140-A1 | J |  | ORCA - Bretella di permutazione Cat5E UTP colore grigio L. 1,5mt | 1 | 1.75 | 1.75
OC-PC5-222140-02 | J |  | ORCA - Bretella di permutazione Cat5E UTP colore grigio L. 2mt | 1 | 1.83 | 1.83
OC-PC5-222140-03 | J |  | ORCA - Bretella di permutazione Cat5E UTP colore grigio L. 3mt | 1 | 2.51 | 2.51
OC-PC5-222140-05 | J |  | ORCA - Bretella di permutazione Cat5E UTP colore grigio L. 5mt | 1 | 3.74 | 3.74
OC-PC5-222140-10 | J |  | ORCA - Bretella di permutazione Cat5E UTP colore grigio L. 10mt | 1 | 6.46 | 6.46
OC-PC5-222140-15 | J |  | ORCA - Bretella di permutazione Cat5E UTP colore grigio L. 15mt | 1 | 9 | 9
OC-PC5-222240-01 | J |  | ORCA - Bretella di permutazione Cat5E FTP colore grigio L. 1mt | 1 | 1.74 | 1.74
OC-PC5-222240-02 | J |  | ORCA - Bretella di permutazione Cat5E FTP colore grigio L. 2mt | 1 | 2.54 | 2.54
OC-PC5-222240-03 | J |  | ORCA - Bretella di permutazione Cat5E FTP colore grigio L. 3mt | 1 | 3.66 | 3.66
OC-PC5-222240-05 | J |  | ORCA - Bretella di permutazione Cat5E FTP colore grigio L. 5mt | 1 | 5.58 | 5.58
OC-PC5-222240-10 | J |  | ORCA - Bretella di permutazione Cat5E FTP colore grigio L. 10mt | 1 | 9.6 | 9.6
OC-PC5-222240-15 | J |  | ORCA - Bretella di permutazione Cat5E FTP colore grigio L. 15mt | 1 | 13.56 | 13.56
ORCA - Patch Cords RJ45 Cat5E colorate
OC-PC5-222170-A0 | J |  | ORCA - Bretella di permutazione Cat5E UTP colore rosso L. 0,5mt | 1 | 0.98 | 0.98
OC-PC5-222170-01 | J |  | ORCA - Bretella di permutazione Cat5E UTP colore rosso L. 1mt | 1 | 1.28 | 1.28
OC-PC5-222170-02 | J |  | ORCA - Bretella di permutazione Cat5E UTP colore rosso L. 2mt | 1 | 1.83 | 1.83
OC-PC5-222170-03 | J |  | ORCA - Bretella di permutazione Cat5E UTP colore rosso L. 3mt | 1 | 2.51 | 2.51
OC-PC5-222170-05 | J |  | ORCA - Bretella di permutazione Cat5E UTP colore rosso L. 5mt | 1 | 3.74 | 3.74
OC-PC5-222170-10 | J |  | ORCA - Bretella di permutazione Cat5E UTP colore rosso L. 10mt | 1 | 6.46 | 6.46
OC-PC5-222170-15 | ) |  | ORCA - Bretella di permutazione Cat5E UTP colore rosso L. 15mt | 1 | 9 | 9
OC-PC5-222160-A0 | J |  | ORCA - Bretella di permutazione Cat5E UTP colore blu L. 0,5mt | 1 | 0.98 | 0.98
OC-PC5-222160-01 | J |  | ORCA - Bretella di permutazione Cat5E UTP colore blu L. 1mt | 1 | 1.28 | 1.28
OC-PC5-222160-02 | J |  | ORCA - Bretella di permutazione Cat5E UTP colore blu L. 2mt | 1 | 1.83 | 1.83
OC-PC5-222160-03 | J |  | ORCA - Bretella di permutazione Cat5E UTP colore blu L. 3mt | 1 | 2.51 | 2.51
OC-PC5-222160-05 | J |  | ORCA - Bretella di permutazione Cat5E UTP colore blu L. 5mt | 1 | 3.74 | 3.74
OC-PC5-222160-10 | J |  | ORCA - Bretella di permutazione Cat5E UTP colore blu L. 10mt | 1 | 6.46 | 6.46
OC-PC5-222160-15 | ) |  | ORCA - Bretella di permutazione Cat5E UTP colore blu L. 15mt | 1 | 9 | 9
OC-PC5-222190-A0 | J |  | ORCA - Bretella di permutazione Cat5E UTP colore verde L. 0,5mt | 1 | 0.98 | 0.98
OC-PC5-222190-01 | J |  | ORCA - Bretella di permutazione Cat5E UTP colore verde L. 1mt | 1 | 1.28 | 1.28
OC-PC5-222190-02 | J |  | ORCA - Bretella di permutazione Cat5E UTP colore verde L. 2mt | 1 | 1.83 | 1.83
OC-PC5-222190-03 | J |  | ORCA - Bretella di permutazione Cat5E UTP colore verde L. 3mt | 1 | 2.51 | 2.51
OC-PC5-222190-05 | J |  | ORCA - Bretella di permutazione Cat5E UTP colore verde L. 5mt | 1 | 3.74 | 3.74
OC-PC5-222190-10 | ) |  | ORCA - Bretella di permutazione Cat5E UTP colore verde L. 10mt | 1 | 6.46 | 6.46
OC-PC5-222190-15 | ) |  | ORCA - Bretella di permutazione Cat5E UTP colore verde L. 15mt | 1 | 9 | 9
OC-PC5-222180-A0 | J |  | ORCA - Bretella di permutazione Cat5E UTP colore giallo L. 0,5mt | 1 | 0.98 | 0.98
OC-PC5-222180-01 | J |  | ORCA - Bretella di permutazione Cat5E UTP colore giallo L. 1mt | 1 | 1.28 | 1.28
OC-PC5-222180-02 | J |  | ORCA - Bretella di permutazione Cat5E UTP colore giallo L. 2mt | 1 | 1.83 | 1.83
OC-PC5-222180-03 | J |  | ORCA - Bretella di permutazione Cat5E UTP colore giallo L. 3mt | 1 | 2.51 | 2.51
OC-PC5-222180-05 | J |  | ORCA - Bretella di permutazione Cat5E UTP colore giallo L. 5mt | 1 | 3.74 | 3.74
OC-PC5-222180-10 | ) |  | ORCA - Bretella di permutazione Cat5E UTP colore giallo L. 10mt | 1 | 6.46 | 6.46
OC-PC5-222180-15 | ) |  | ORCA - Bretella di permutazione Cat5E UTP colore giallo L. 15mt | 1 | 9 | 9
OC-PC5-222110-01 | J |  | ORCA - Bretella di permutazione Cat5E UTP colore nero L. 1mt | 1 | 1.28 | 1.28
OC-PC5-222110-A1 | J |  | ORCA - Bretella di permutazione Cat5E UTP colore nero L. 0,5mt | 1 | 1.75 | 1.75
OC-PC5-222110-02 | J |  | ORCA - Bretella di permutazione Cat5E UTP colore nero L. 2mt | 1 | 1.83 | 1.83
OC-PC5-222110-03 | J |  | ORCA - Bretella di permutazione Cat5E UTP colore nero L. 3mt | 1 | 2.51 | 2.51
OC-PC5-222110-05 | J |  | ORCA - Bretella di permutazione Cat5E UTP colore nero L. 5mt | 1 | 3.74 | 3.74
OC-PC5-222110-10 | J |  | ORCA - Bretella di permutazione Cat5E UTP colore nero L. 10mt | 1 | 6.46 | 6.46
ORCA - Patch Cords RJ45 Cat6
OC-PC6-223140-A0 | J |  | ORCA - Bretella di permutazione Cat6 UTP colore grigio L. 0,5mt | 1 | 1.31 | 1.31
OC-PC6-223140-01 | J |  | ORCA - Bretella di permutazione Cat6 UTP colore grigio L. 1mt | 1 | 1.79 | 1.79
OC-PC6-223140-A1 | J |  | ORCA - Bretella di permutazione Cat6 UTP colore grigio L. 1,5mt | 1 | 2.04 | 2.04
OC-PC6-223140-02 | J |  | ORCA - Bretella di permutazione Cat6 UTP colore grigio L. 2mt | 1 | 2.68 | 2.68
OC-PC6-223140-03 | J |  | ORCA - Bretella di permutazione Cat6 UTP colore grigio L. 3mt | 1 | 3.49 | 3.49
OC-PC6-223140-05 | J |  | ORCA - Bretella di permutazione Cat6 UTP colore grigio L. 5mt | 1 | 5.02 | 5.02
OC-PC6-223140-10 | J |  | ORCA - Bretella di permutazione Cat6 UTP colore grigio L. 10mt | 1 | 9.46 | 9.46
OC-PC6-223140-15 | J |  | ORCA - Bretella di permutazione Cat6 UTP colore grigio L. 15mt | 1 | 13.89 | 13.89
OC-PC6-223240-A0 | J |  | ORCA - Bretella di permutazione Cat6 FTP colore grigio L. 0,5mt | 1 | 1.32 | 1.32
OC-PC6-223240-01 | J |  | ORCA - Bretella di permutazione Cat6 FTP colore grigio L. 1mt | 1 | 1.97 | 1.97
OC-PC6-223240-A1 | J |  | ORCA - Bretella di permutazione Cat6 FTP colore grigio L. 1,5mt | 1 | 1.95 | 1.95
OC-PC6-223240-02 | J |  | ORCA - Bretella di permutazione Cat6 FTP colore grigio L. 2mt | 1 | 3.17 | 3.17
OC-PC6-223240-03 | J |  | ORCA - Bretella di permutazione Cat6 FTP colore grigio L. 3mt | 1 | 3.76 | 3.76
OC-PC6-223240-05 | J |  | ORCA - Bretella di permutazione Cat6 FTP colore grigio L. 5mt | 1 | 5.37 | 5.37
OC-PC6-223240-10 | J |  | ORCA - Bretella di permutazione Cat6 FTP colore grigio L. 10mt | 1 | 14.98 | 14.98
OC-PC6-223240-15 | ) |  | ORCA - Bretella di permutazione Cat6 FTP colore grigio L. 15mt | 1 | 14.08 | 14.08
ORCA - Patch Cords RJ45 Cat6 Colorate
OC-PC6-223170-A0 | J |  | ORCA - Bretella di permutazione Cat6 UTP colore rosso L. 0,5mt | 1 | 1.31 | 1.31
OC-PC6-223170-01 | J |  | ORCA - Bretella di permutazione Cat6 UTP colore rosso L. 1mt | 1 | 1.8 | 1.8
OC-PC6-223170-A1 | J |  | ORCA - Bretella di permutazione Cat6 UTP colore rosso L. 1,5mt | 1 | 2.04 | 2.04
OC-PC6-223170-02 | J |  | ORCA - Bretella di permutazione Cat6 UTP colore rosso L. 2mt | 1 | 2.68 | 2.68
OC-PC6-223170-03 | J |  | ORCA - Bretella di permutazione Cat6 UTP colore rosso L. 3mt | 1 | 3.49 | 3.49
OC-PC6-223170-05 | J |  | ORCA - Bretella di permutazione Cat6 UTP colore rosso L. 5mt | 1 | 5.02 | 5.02
OC-PC6-223170-10 | J |  | ORCA - Bretella di permutazione Cat6 UTP colore rosso L. 10mt | 1 | 9.46 | 9.46
OC-PC6-223190-A0 | J |  | ORCA - Bretella di permutazione Cat6 UTP colore verde L. 0,5mt | 1 | 1.31 | 1.31
OC-PC6-223190-01 | J |  | ORCA - Bretella di permutazione Cat6 UTP colore verde L. 1mt | 1 | 1.79 | 1.79
OC-PC6-223190-A1 | J |  | ORCA - Bretella di permutazione Cat6 UTP colore verde L. 1,5mt | 1 | 2.04 | 2.04
OC-PC6-223190-02 | J |  | ORCA - Bretella di permutazione Cat6 UTP colore verde L. 2mt | 1 | 2.68 | 2.68
OC-PC6-223190-03 | J |  | ORCA - Bretella di permutazione Cat6 UTP colore verde L. 3mt | 1 | 3.49 | 3.49
OC-PC6-223190-05 | J |  | ORCA - Bretella di permutazione Cat6 UTP colore verde L. 5mt | 1 | 5.02 | 5.02
OC-PC6-223190-10 | J |  | ORCA - Bretella di permutazione Cat6 UTP colore verde L. 10mt | 1 | 9.46 | 9.46
OC-PC6-223160-A0 | J |  | ORCA - Bretella di permutazione Cat6 UTP colore blu L. 0,5mt | 1 | 1.31 | 1.31
OC-PC6-223160-01 | J |  | ORCA - Bretella di permutazione Cat6 UTP colore blu L. 1mt | 1 | 1.79 | 1.79
OC-PC6-223160-A1 | J |  | ORCA - Bretella di permutazione Cat6 UTP colore blu L. 1,5mt | 1 | 2.04 | 2.04
OC-PC6-223160-02 | J |  | ORCA - Bretella di permutazione Cat6 UTP colore blu L. 2mt | 1 | 2.68 | 2.68
OC-PC6-223160-03 | J |  | ORCA - Bretella di permutazione Cat6 UTP colore blu L. 3mt | 1 | 3.49 | 3.49
OC-PC6-223160-05 | J |  | ORCA - Bretella di permutazione Cat6 UTP colore blu L. 5mt | 1 | 5.02 | 5.02
OC-PC6-223160-10 | J |  | ORCA - Bretella di permutazione Cat6 UTP colore blu L. 10mt | 1 | 9.46 | 9.46
OC-PC6-223180-A0 | J |  | ORCA - Bretella di permutazione Cat6 UTP colore giallo L. 0,5mt | 1 | 1.31 | 1.31
OC-PC6-223180-01 | J |  | ORCA - Bretella di permutazione Cat6 UTP colore giallo L. 1mt | 1 | 1.79 | 1.79
OC-PC6-223180-A1 | J |  | ORCA - Bretella di permutazione Cat6 UTP colore giallo L. 1,5mt | 1 | 2.04 | 2.04
OC-PC6-223180-02 | J |  | ORCA - Bretella di permutazione Cat6 UTP colore giallo L. 2mt | 1 | 2.68 | 2.68
OC-PC6-223180-03 | J |  | ORCA - Bretella di permutazione Cat6 UTP colore giallo L. 3mt | 1 | 3.49
OC-PC6-223180-05 | J |  | ORCA - Bretella di permutazione Cat6 UTP colore giallo L. 5mt | 1 | 5.02 | 5.02
OC-PC6-223180-10 | J |  | ORCA - Bretella di permutazione Cat6 UTP colore giallo L. 10mt | 1 | 9.46 | 9.46
OC-PC6-223150-A0 | J |  | ORCA - Bretella di permutazione Cat6 UTP colore viola L. 0,5mt | 1 | 1.31 | 1.31
OC-PC6-223150-01 | J |  | ORCA - Bretella di permutazione Cat6 UTP colore viola L. 1mt | 1 | 1.79 | 1.79
OC-PC6-223150-02 | J |  | ORCA - Bretella di permutazione Cat6 UTP colore viola L. 2mt | 1 | 2.68 | 2.68
OC-PC6-223150-03 | J |  | ORCA - Bretella di permutazione Cat6 UTP colore viola L. 3mt | 1 | 3.49 | 3.49
OC-PC6-223150-05 | J |  | ORCA - Bretella di permutazione Cat6 UTP colore viola L. 5mt | 1 | 5.02 | 5.02
OC-PC6-223150-10 | J |  | ORCA - Bretella di permutazione Cat6 UTP colore viola L. 10mt | 1 | 9.46 | 9.46
OC-PC6-223110-A0 | J |  | ORCA - Bretella di permutazione Cat6 UTP colore nero L. 0,5mt | 1 | 1.31 | 1.31
OC-PC6-223110-01 | J |  | ORCA - Bretella di permutazione Cat6 UTP colore nero L. 1mt | 1 | 1.79 | 1.79
OC-PC6-223110-02 | J |  | ORCA - Bretella di permutazione Cat6 UTP colore nero L. 2mt | 1 | 2.68 | 2.68
OC-PC6-223110-03 | J |  | ORCA - Bretella di permutazione Cat6 UTP colore nero L. 3mt | 1 | 3.49 | 3.49
OC-PC6-223110-05 | J |  | ORCA - Bretella di permutazione Cat6 UTP colore nero L. 5mt | 1 | 5.02 | 5.02
OC-PC6-223110-10 | J |  | ORCA - Bretella di permutazione Cat6 UTP colore nero L. 10mt | 1 | 9.46 | 9.46
ORCA - Patch Cords RJ45 Cat 6 AWG28
OC-PC6-223142-01 | J |  | ORCA - Bretella di permutazione Cat6 U/UTP diametro AWG 28 - colore Grigio L. 1mt | 1 | 2.34 | 2.34
OC-PC6-223142-02 | J |  | ORCA - Bretella di permutazione Cat6 U/UTP diametro AWG 28 - colore Grigio L. 2mt | 1 | 3.17 | 3.17
OC-PC6-223142-03 | J |  | ORCA - Bretella di permutazione Cat6 U/UTP diametro AWG 28 - colore Grigio L. 3mt | 1 | 4.09 | 4.09
OC-PC6-223142-05 | J |  | ORCA - Bretella di permutazione Cat6 U/UTP diametro AWG 28 - colore Grigio L. 5mt | 1 | 6.08 | 6.08
OC-PC6-223142-10 | J |  | ORCA - Bretella di permutazione Cat6 U/UTP diametro AWG 28 - colore Grigio L. 10mt | 1 | 10.14 | 10.14
ORCA - Patch Cords RJ45 Cat6A
OC-PC6-224230-01 | J |  | ORCA - Bretella di permutazione Cat6A S/FTP colore bianco LSZH L. 1mt | 1 | 3.71 | 3.71
OC-PC6-224230-02 | J |  | ORCA - Bretella di permutazione Cat6A S/FTP colore bianco LSZH L. 2mt | 1 | 5.66 | 5.66
OC-PC6-224230-03 | J |  | ORCA - Bretella di permutazione Cat6A S/FTP colore bianco LSZH L. 3mt | 1 | 7.45 | 7.45
OC-PC6-224230-05 | J |  | ORCA - Bretella di permutazione Cat6A S/FTP colore bianco LSZH L. 5mt | 1 | 10.93 | 10.93
OC-PC6-224230-10 | J |  | ORCA - Bretella di permutazione Cat6A S/FTP colore bianco LSZH L. 10mt | 1 | 20.52 | 20.52
OC-PC6-224130-01 | J |  | ORCA - Bretella di permutazione Cat6A UTP colore bianco LSZH L. 1mt | 1 | 3.03 | 3.03
OC-PC6-224130-02 | J |  | ORCA - Bretella di permutazione Cat6A UTP colore bianco LSZH L. 2mt | 1 | 4.54 | 4.54
OC-PC6-224130-03 | J |  | ORCA - Bretella di permutazione Cat6A UTP colore bianco LSZH L. 3mt | 1 | 5.56 | 5.56
OC-PC6-224130-05 | J |  | ORCA - Bretella di permutazione Cat6A UTP colore bianco LSZH L. 5mt | 1 | 8.26 | 8.26
OC-PC6-224130-10 | J |  | ORCA - Bretella di permutazione Cat6A UTP colore bianco LSZH L. 10mt | 1 | 14.79 | 14.79
ORCA - Patch Cords RJ45 Cat6A Cat. B2ca
OC-PC6A-224230-02-B2 | J |  | ORCA - Bretella di permutazione Cat6A S/FTP colore viola boot blu - LSZH L. 2mt CPR Class B2ca | 1 | 4.59 | 4.59
OC-PC6A-224230-03-B2 | J |  | ORCA - Bretella di permutazione Cat6A S/FTP colore viola boot blu - LSZH L. 3mt CPR Class B2ca | 1 | 5.51 | 5.51
OC-PC6A-224230-05-B2 | J |  | ORCA - Bretella di permutazione Cat6A S/FTP colore viola boot blu - LSZH L. 5mt CPR Class B2ca | 1 | 7.52 | 7.52
ORCA - Plug
OC-PLG-230110-00 | J |  | ORCA - Plug a 4 posizioni non schermato per cavo trefolato (moq. 50 pz.) | 50 | 0.09 | 0.09
OC-PLG-230110-01 | J |  | ORCA - Plug a 4 posizioni non schermato per cavo rigido (moq. 50 pz.) | 50 | 0.1 | 0.1
OC-PLG-230113-00 | J |  | ORCA - Plug a 6/4 posizioni non schermato (moq. 50 pz.) | 50 | 0.12 | 0.12
OC-PLG-230111-00 | J |  | ORCA - Plug a 6 posizioni non schermato (moq. 50 pz.) | 50 | 0.11 | 0.11
OC-PLG-232112-02 | J |  | ORCA - Plug a 8 posizioni non schermato per cavo trefolato Cat5E (moq. 50 pz.) | 50 | 0.15 | 0.15
OC-PLG-232212-02 | J |  | ORCA - Plug a 8 posizioni schermato per cavo trefolato Cat5E (moq. 50 pz.) | 50 | 0.29 | 0.29
OC-PLG-232122-01 | J |  | ORCA - Plug a 8 posizioni non schermato per cavo rigido Cat5E (moq. 50 pz.) | 50 | 0.19 | 0.19
OC-PLG-232212-01 | J |  | ORCA - Plug a 8 posizioni schermato per cavo rigido Cat5E (moq. 50 pz.) | 50 | 0.32 | 0.32
OC-PLG-233112-01 | J |  | ORCA - Plug a 8 posizioni non schermato per cavo rigido Cat6 (moq. 50 pz.) | 50 | 0.42 | 0.42
OC-PLG-233112-02 | J |  | ORCA - Plug a 8 posizioni non schermato per cavo trefolato Cat6 (moq. 50 pz.) | 50 | 0.39 | 0.39
OC-PLG-233212-01 | J |  | ORCA - Plug a 8 posizioni schermato per cavo rigido Cat6 (moq. 50 pz.) | 50 | 0.41 | 0.41
OC-PLG-233121-01 | J |  | ORCA - Plug a 8 posizioni schermato per cavo trefolato Cat6 (moq. 50 pz.) | 50 | 0.35 | 0.35
OC-PLG-233412-01 | J |  | ORCA - Plug a 8 posizioni non schermato per cavo rigido Cat6A UTP toolless | 1 | 1.82 | 1.82
OC-PLG-233312-01 | J |  | ORCA - Plug a 8 posizioni schermato per cavo rigido Cat6A FTP toolless | 1 | 4.06 | 4.06
OC-PLG-252000-06 | J |  | ORCA - Copri Plug di colore blu (moq. 50 pz.) | 50 | 0.09 | 0.09
OC-PLG-252000-02 | J |  | ORCA - Copri Plug di colore nero (moq. 50 pz.) | 50 | 0.1 | 0.1
OC-PLG-252000-09 | J |  | ORCA - Copri Plug di colore verde (moq. 50 pz.) | 50 | 0.09 | 0.09
OC-PLG-252000-07 | J |  | ORCA - Copri Plug di colore rosso (moq. 50 pz.) | 50 | 0.09 | 0.09
OC-PLG-252000-04 | J |  | ORCA - Copri Plug di colore grigio (moq. 50 pz.) | 50 | 0.12 | 0.12
OC-PLG-252000-05 | J |  | ORCA - Copri Plug di colore arancio (moq. 50 pz.) | 50 | 0.12 | 0.12
OC-PLG-252000-08 | J |  | ORCA - Copri Plug di colore giallo (moq. 50 pz.) | 50 | 0.09 | 0.09
OC-PLG-252000-03 | J |  | ORCA - Copri Plug di colore bianco (moq. 50 pz.) | 50 | 0.12 | 0.12
ORCA - Attrezzatura Rame
OC-TL-260000-00 | J |  | ORCA - Attrezzo ad impatto per connessioni telefoniche | 1 | 7.56 | 7.56
OC-TL-261000-00 | J |  | ORCA - Pinza professionale per plug a 4, 6 e 8/Dec posizioni | 1 | 22.18 | 22.18
OC-TL-269000-00 | J |  | ORCA - Attrezzo Impact Tool con lama intercambiabile | 1 | 23.1 | 23.1
OC-TL-265000-00 | J |  | ORCA - Tester analogico a LED per bretelle RJ-45 UTP & FTP | 1 | 13.93 | 13.93
OC-TL-265500-00 | J |  | ORCA - Tester Analogico per RJ45, RJ12, BNC, USB | 1 | 19.8 | 19.8
OC-TL-266000-00 | L |  | ORCA - Network Tester digitale LCD per bretelle RJ-45 UTP & FTP | 1 | 35.26 | 35.26
ORCA - Varie
OC-ACC-550240-00 | J |  | ORCA - Fascetta in velcro colore nero 12X2,5X200mm (conf. 50pz) | 1 | 15.13 | 15.13
OC-ACC-550240-05 | J |  | ORCA - Rotolo in velcro colore nero 20mm altezza L. 5mt | 1 | 4.66 | 4.66
OC-ACC-290000-00 | J |  | ORCA - Sdoppiatore dati/fonia Cat5 con cavo di prolunga (moq. 4 pz.) | 4 | 4.75 | 4.75
OC-ACC-290000-01 | J |  | ORCA - Sdoppiatore dati/dati Cat5 con cavo di prolunga (moq. 4 pz.) | 4 | 4.75 | 4.75
OC-ACC-290000-02 | J |  | ORCA - Sdoppiatore dati/dati Cat5 compatto (moq. 4 pz.) | 4 | 3.9 | 3.9
OC-ACC-290000-03 | J |  | ORCA - Sdoppiatore fonia/fonia Cat5 compatto (moq. 4 pz.) | 4 | 3.9 | 3.9
OC-ACC-290000-04 | J |  | ORCA - Sdoppiatore fonia/fonia Cat5 con cavo di prolunga (moq. 4 pz.) | 4 | 4.75 | 4.75
OC-ACC-290000-05 | J |  | ORCA - Sdoppiatore a T a 6 poli, 2F/1M Cat3 (moq. 4 pz.) | 4 | 1.7 | 1.7
OC-ACC-291000-00 | K |  | ORCA - AdattatoreF/Fda pannello RJ45 di giunz.dritto Cat5 plugUTP (moq. 4 pz.) | 4 | 1.29 | 1.29
OC-ACC-291000-01 | K |  | ORCA - AdattatoreF/Fda pannello RJ45 di giunz.dritto Cat5 plugFTP (moq. 5 pz.) | 5 | 1.86 | 1.86
OC-ACC-291000-02 | K |  | ORCA - Box di giunzione Cat. 5E FTP (66x36x25.5mm) | 1 | 2.66 | 2.66
OC-ACC-291000-03 | K |  | ORCA - Box di giunzione Cat. 5E UTP (66x36x25.5mm) | 1 | 2.32 | 2.32
OC-ACC-291000-04 | L |  | ORCA - Presa telefonica tripolare da esterno tipo Telecom | 1 | 1.19 | 1.19
OC-ACC-291000-05 | K |  | ORCA - Adattatore F/F di giunz. diritto per connettore plug Cat 3 (moq. 4 pz.) | 4 | 1.53 | 1.53
OC-ACC-291000-06 | L |  | ORCA - Adattatore F/F di giunz. diritto per connettore plug Cat 5 (moq. 4 pz.) | 4 | 2.92 | 2.92
OC-ACC-291000-07 | J |  | ORCA - Adattatore F/F da pannello RJ45 di giunzione diritto Cat6 Plug UTP (conf. 4 pz) | 4 | 3.82 | 3.82
ORCA - LAN Equipment
OC-LAN-481210-01 | J |  | ORCA - Convertitore Fast Ethernet MM 100BaseT-FX, SC | 1 | 50.97 | 50.97
OC-LAN-482210-01 | J |  | ORCA - Convertitore Fast Ethernet MM 100BaseT-FX, ST | 1 | 43.46 | 43.46
OC-LAN-481210-02 | J |  | ORCA - Convertitore Fast Ethernet SM 100BaseT-FX, SC (30km) | 1 | 52.29 | 52.29
OC-LAN-481220-01 | J |  | ORCA - Convertitore Gigabit Ethernet MM 1000BaseT-SX, SC | 1 | 93 | 93
OC-LAN-481220-02 | J |  | ORCA - Convertitore Gigabit Ethernet SM 1000BaseT-LX, SC | 1 | 100.45 | 100.45
OC-VAC-701000-37 | K |  | ORCA - Alimentatore da interno 220VAC - 24VAC - 105Va + cavo 1mt con plug 3,5 | 1 | 31.09 | 31.09
ORCA - Switch Industriali
OC-LAN-481214-04 | J |  | ORCA - Switch Industriale (DIN) unmanaged 4 Porte HPOE 10/100/1000 (PoE bgtm 60W) + 2 porte uplink combo Gibabit | 1 | 303.25 | 303.25
OC-LAN-481214-08 | J |  | ORCA - Switch Industriale (DIN) unmanaged 8 Porte POE 10/100 (PoE bgtm 120W) + 2 porte Uplink giga fibra/ethernet | 1 | 396.45 | 396.45
OC-LAN-481212-04 | J |  | ORCA - Switch 4 Porte 10/100 POE (PoE bgtm 60W) + 2 porte 10/100 per uplink | 1 | 143.91 | 143.91
OC-LAN-481212-08 | J |  | ORCA - Switch 8 Porte 100Mbps POE (PoE bgtm 120W) + 1 porta 100 Ethernet per uplink | 1 | 152.24 | 152.24
OC-LAN-481212-24 | ) |  | ORCA - POE Switch Managed 24 porte 100Mb (PoE bgtm 390W) + 2 porte Giga Ethernet Uplink | 1 | 637.07 | 637.07
ORCA - Moduli SFP
OC-LAN-SFP-20 | J |  | ORCA - Modulo SFP - 1.25G SM (Single Mode) - Distanza 20km 1310nm - LC/PC | 1 | 35.4 | 35.4
OC-LAN-SFP-550 | J |  | ORCA - Modulo SFP - 1.25G MM (Multi Mode) - Distanza 550mt 850nm - LC/PC | 1 | 42.32 | 42.32
OC-LAN-SFP-TX-RX | J |  | ORCA - Coppia Moduli SFP Singola fibra - 155Mb SM (Single Mode) - Distanza 20Km 1310/1550 - LC/PC | 1 | 94.69 | 94.69
OC-LAN-SFP-2 | J |  | ORCA - Modulo SFP - 155Mb MM (Multi Mode) - Dual Fiber - Distanza 2km 850nm - LC/PC | 1 | 31.4 | 31.4
ORCA - Scatole da parete
OC-ACC-251005-01 | J |  | ORCA - Scatola parete (503) a sbalzo colore bianco, prof.40mm (moq. 5 pz.) | 5 | 1.23 | 1.23
OC-ACC-251005-02 | J |  | ORCA - Scatola parete (503) a sbalzo colore avorio, prof.40mm (moq. 5 pz.) | 5 | 1.23 | 1.23
ORCA - Placche
OC-PLT-250001-02 | J |  | ORCA - Placca autoportante colore bianco ad 1 posizione univ. (moq. 10 pz.) | 10 | 0.77 | 0.77
OC-PLT-250002-02 | J |  | ORCA - Placca autoportante colore bianco a 2 posizioni univ. (moq. 10 pz.) | 10 | 0.77 | 0.77
OC-PLT-250003-02 | J |  | ORCA - Placca autoportante colore bianco a 3 posizioni univ. (moq. 10 pz.) | 10 | 0.77 | 0.77
OC-PLT-250004-02 | J |  | ORCA - Placca autoportante colore bianco a 4 posizioni univ. (moq. 10 pz.) | 10 | 0.77 | 0.77
OC-PLT-250000-02 | J |  | ORCA - Tappo cieco per placca autoportante ORCA - bianco univ. (moq. 20 pz.) | 20 | 0.28 | 0.28
OC-PLT-250001-01 | J |  | ORCA - Placca autoportante colore nero ad 1 posizione univ. (moq. 10 pz.) | 10 | 0.77 | 0.77
OC-PLT-250002-01 | J |  | ORCA - Placca autoportante colore nero a 2 posizioni univ. (moq. 10 pz.) | 10 | 0.77 | 0.77
OC-PLT-250003-01 | J |  | ORCA - Placca autoportante colore nero a 3 posizioni univ. (moq. 10 pz.) | 10 | 0.77 | 0.77
OC-PLT-250000-01 | J |  | ORCA - Tappo cieco per placca autoportante ORCA - nero univ. (moq. 20 pz.) | 20 | 0.28 | 0.28
ORCA - Adattatori per serie civili
OC-ACC-288000-02 | J |  | ORCA - Supporto AVE Serie Ral (moq. 20 pz.) | 20 | 0.93 | 0.93
OC-ACC-281000-07 | J |  | ORCA - Supporto ABB Serie Milos Chiara (moq. 20 pz.) | 20 | 0.93 | 0.93
OC-ACC-281000-08 | J |  | ORCA - Supporto ABB serie Elos colore nero (moq. 20 pz.) | 20 | 0.93 | 0.93
OC-ACC-281000-10 | J |  | ORCA - Supporto ABB serie Chiara colore bianco (moq. 20 pz.) | 20 | 0.87 | 0.87
OC-ACC-281000-04 | ) |  | ORCA - Supporto ABB serie Mylos Velvet (moq. 20 pz.) | 20 | 0.93 | 0.93
OC-ACC-288000-03 | J |  | ORCA - Supporto AVE serie Blanc colore avorio (moq. 20 pz.) | 20 | 0.93 | 0.93
OC-ACC-288000-01 | J |  | ORCA - Supporto AVE serie Banquise colore bianco (moq. 20 pz.) | 20 | 0.93 | 0.93
OC-ACC-288000-00 | J |  | ORCA - Supporto AVE serie Noir colore nero (moq. 20 pz.) | 20 | 0.93 | 0.93
OC-ACC-288000-02 | J |  | ORCA - Supporto AVE serie RAL (moq. 20 pz.) | 20 | 0.93 | 0.93
OC-ACC-288000-04 | J |  | ORCA - Supporto AVE serie RAL colore grigio (moq. 20 pz.) | 20 | 0.93 | 0.93
OC-ACC-288000-05 | J |  | ORCA - Supporto AVE serie DOMUS colore grigio (moq. 20 pz.) | 20 | 0.93 | 0.93
OC-ACC-288000-06 | ) |  | ORCA - Supporto AVE serie TEKLA colore nero (moq. 20 pz.) | 20 | 0.93 | 0.93
OC-ACC-288000-07 | ) |  | ORCA - Supporto AVE serie SISTEMIA444 ALLUMIA (moq. 20 pz.) | 20 | 1.33 | 1.33
OC-ACC-285000-00 | J |  | ORCA - Supporto serie Axolute colore argento metallizzato (moq. 20 pz.) | 20 | 1.22 | 1.22
OC-ACC-285000-01 | J |  | ORCA - Supporto serie Axolute colore nero (moq. 20 pz.) | 20 | 0.89 | 0.89
OC-ACC-285000-02 | J |  | ORCA - Supporto serie Axolute colore bianco (moq. 20 pz.) | 20 | 0.89 | 0.89
OC-ACC-283000-02 | J |  | ORCA - Supporto serie Living Light colore bianco (moq. 20 pz.) | 20 | 0.89 | 0.89
OC-ACC-284000-04 | J |  | ORCA - Supporto serie Living Light Tech colore argento metallizz. (moq. 20 pz.) | 20 | 1.22 | 1.22
OC-ACC-281000-09 | J |  | ORCA - Supporto serie Luna colore bianco (moq. 20 pz.) | 20 | 0.95 | 0.95
OC-ACC-282000-02 | J |  | ORCA - Supporto serie Living colore nero (moq. 20 pz.) | 20 | 0.89 | 0.89
OC-ACC-282000-03 | J |  | ORCA - Supporto serie Living International colore nero (moq. 20 pz.) | 20 | 0.89 | 0.89
OC-ACC-282000-04 | J |  | ORCA - Supporto serie Living Now - colore bianco (moq. 20 pz.) | 20 | 0.93 | 0.93
OC-ACC-282000-05 | J |  | ORCA - Supporto serie Living Now - colore nero (moq. 20 pz.) | 20 | 0.93 | 0.93
OC-ACC-281000-05 | J |  | ORCA - Supporto serie Magic colore avorio (moq. 20 pz.) | 20 | 0.87 | 0.87
OC-ACC-281000-06 | J |  | ORCA - Supporto serie Magic TT colore avorio (moq. 20 pz.) | 20 | 0.89 | 0.89
OC-ACC-280000-06 | J |  | ORCA - Supporto serie Matix colore bianco (moq. 20 pz.) | 20 | 0.89 | 0.89
OC-ACC-287000-02 | J |  | ORCA - Supporto Gewiss serie 9000 System colore nero (moq. 20 pz.) | 20 | 0.89 | 0.89
OC-ACC-287000-01 | J |  | ORCA - Supporto Gewiss serie 9000 System colore bianco (moq. 20 pz.) | 20 | 0.89 | 0.89
OC-ACC-287000-06 | ) |  | ORCA - Supporto Gewiss serie 9000 System colore rosso Ferrari (moq. 20 pz.) | 20 | 1.24 | 1.24
OC-ACC-287000-05 | J |  | ORCA - Supporto Gewiss serieChorus Titanio col.argento metallizz. (moq. 20 pz.) | 20 | 1.22 | 1.22
OC-ACC-287000-03 | J |  | ORCA - Supporto Gewiss serie Chorus colore Nero (moq. 20 pz.) | 20 | 0.89 | 0.89
OC-ACC-287000-04 | J |  | ORCA - Supporto Gewiss serie Chorus colore bianco (moq. 20 pz.) | 20 | 0.89 | 0.89
OC-ACC-287000-00 | J |  | ORCA - Supporto Gewiss serie Playbus colore nero (moq. 20 pz.) | 20 | 0.92 | 0.92
OC-ACC-289000-02 | J |  | ORCA - Supporto Legrand serie Cross colore bianco (moq. 20 pz.) | 20 | 0.95 | 0.95
OC-ACC-289000-01 | J |  | ORCA - Supporto Legrand serie Mosaic colore bianco (moq. 20 pz.) | 20 | 0.95 | 0.95
OC-ACC-289000-00 | J |  | ORCA - Supporto Legrand serie Vela colore nero (moq. 20 pz.) | 20 | 0.95 | 0.95
OC-ACC-289000-03 | J |  | ORCA - Supporto Legrand serie Vela colore bianco (moq. 20 pz.) | 20 | 0.95 | 0.95
OC-ACC-286000-03 | J |  | ORCA - Supporto Vimar serie Eikon colore argento metalizzato (moq. 20 pz.) | 20 | 1.22 | 1.22
OC-ACC-286000-04 | J |  | ORCA - Supporto Vimar serie Eikon colore nero (moq. 20 pz.) | 20 | 0.89 | 0.89
OC-ACC-286000-05 | J |  | ORCA - Supporto Vimar serie Eikon colore bianco (moq. 20 pz.) | 20 | 0.89 | 0.89
OC-ACC-286000-01 | J |  | ORCA - Supporto Vimar serie Idea colore bianco (moq. 20 pz.) | 20 | 0.89 | 0.89
OC-ACC-286000-00 | J |  | ORCA - Supporto Vimar serie Idea colore nero (moq. 20 pz.) | 20 | 0.89 | 0.89
OC-ACC-286000-02 | J |  | ORCA - Supporto Vimar serie Plana colore bianco (moq. 20 pz.) | 20 | 0.89 | 0.89
OC-ACC-286000-06 | J |  | ORCA - Supporto Vimar serie Plana Silver col. argento metallizz. (moq. 20 pz.) | 20 | 1.22 | 1.22
OC-ACC-286000-08 | J |  | ORCA - Supporto Vimar serie Arkè colore nero (moq. 20 pz.) | 20 | 0.96 | 0.96
OC-ACC-286000-07 | J |  | ORCA - Supporto Vimar serie Arkè colore bianco (moq. 20 pz.) | 20 | 0.96 | 0.96
OC-ACC-286000-09 | ) |  | ORCA - Supporto Vimar serie Plana Antibacterial (moq. 20 pz.) | 20 | 1.53 | 1.53
OC-ACC-286000-10 | ) |  | ORCA - Supporto Vimar serie Arkè Metal (moq. 20 pz.) | 20 | 1.55 | 1.55
OC-PLT-250011-02 | ) |  | ORCA - Adattatore plastico su guida DIN per inserto keystone UTP - senza coperchio laterale - grigio | 5 | 1.75 | 1.75
OC-PLT-250010-02 | ) |  | ORCA - coperchio laterale per adattatore guida DIN OC-PLT-250011-02 | 5 | 0.53 | 0.53

## ORCA Fiber System
Listino Giugno22 |  |  | WWW.COMPASSTECH.IT
Indice
ORCA - Sistemi in Fibra ottica
Cod. Compass |  | Cod. Vendor | Descrizione | MOQ |  | End-User | Netto
ORCA - Cavi Ottici non armati (LSZH)
OC-CVF-111111-04 | J |  | ORCA - Cavo ottico Loose int/est antird 4 fibre 50/125um OM2 LSZH - CPR Class Eca | 1 |  | 0.7155 | 0.7155
OC-CVF-111114-04 | J |  | ORCA - Cavo ottico Loose int/est antird 4 fibre 50/125um OM3 LSZH - CPR Class Eca | 1 |  | 0.96925 | 0.96925
OC-CVF-111115-04 | J |  | ORCA - Cavo ottico Loose int/est antird 4 fibre 50/125um OM4 LSZH - CPR Class Eca | 1 |  | 1.4666 | 1.4666
OC-CVF-111112-04 | ) |  | ORCA - Cavo ottico Loose int/est antird 4 fibre 62,5/125um OM1 LSZH - CPR Class Eca | 1 |  | 0.9185 | 0.9185
OC-CVF-111113-04 | J |  | ORCA - Cavo ottico Loose int/est antird 4fibre 09/125um OS2 LSZH - CPR Class Eca | 1 |  | 0.614 | 0.614
OC-CVF-111111-06 | ) |  | ORCA - Cavo ottico Loose int/est antird 6 fibre 50/125um OM2 LSZH - CPR Class Eca | 1 |  | 0.8982 | 0.8982
OC-CVF-111114-06 | ) |  | ORCA - Cavo ottico Loose int/est antird 6 fibre 50/125um OM3 LSZH - CPR Class Eca | 1 |  | 1.2839 | 1.2839
OC-CVF-111115-06 | ) |  | ORCA - Cavo ottico Loose int/est antird 6 fibre 50/125um OM4 LSZH - CPR Class Eca | 1 |  | 2.0553 | 2.0553
OC-CVF-111112-06 | ) |  | ORCA - Cavo ottico Loose int/est antird 6 fibre 62,5/125um OM1 LSZH - CPR Class Eca | 1 |  | 1.1113 | 1.1113
OC-CVF-111113-06 | ) |  | ORCA - Cavo ottico Loose int/est antirod 6fibre 09/125um OS2 LSZH - CPR Class Eca | 1 |  | 0.6546 | 0.6546
OC-CVF-111111-08 | J |  | ORCA - Cavo ottico Loose int/est antird 8 fibre 50/125um OM2 LSZH - CPR Class Eca | 1 |  | 0.92865 | 0.92865
OC-CVF-111114-08 | J |  | ORCA - Cavo ottico Loose int/est antird 8 fibre 50/125um OM3 LSZH - CPR Class Eca | 1 |  | 1.497 | 1.497
OC-CVF-111115-08 | J |  | ORCA - Cavo ottico Loose int/est antird 8 fibre 50/125um OM4 LSZH - CPR Class Eca | 1 |  | 2.3801 | 2.3801
OC-CVF-111112-08 | ) |  | ORCA - Cavo ottico Loose int/est antird 8 fibre 62,5/125um OM1 LSZH - CPR Class Eca | 1 |  | 1.3143 | 1.3143
OC-CVF-111113-08 | J |  | ORCA - Cavo ottico Loose int/est antird 8 fibre 09/125um OS2 LSZH - CPR Class Eca | 1 |  | 0.6749 | 0.6749
OC-CVF-111111-12 | J |  | ORCA - Cavo ottico Loose int/est antird 12 fibre 50/125um OM2 LSZH - CPR Class Eca | 1 |  | 1.1418 | 1.1418
OC-CVF-111114-12 | J |  | ORCA - Cavo ottico Loose int/est antird 12fibre 50/125um OM3 LSZH - CPR Class Eca | 1 |  | 2.3293 | 2.3293
OC-CVF-111115-12 | J |  | ORCA - Cavo ottico Loose int/est antird 12 fibre 50/125um OM4 LSZH - CPR Class Eca | 1 |  | 3.3951 | 3.3951
OC-CVF-111112-12 | ) |  | ORCA - Cavo ottico Loose int/est antird 12 fibre 62,5/125um OM1 LSZH - CPR Class Eca | 1 |  | 1.7508 | 1.7508
OC-CVF-111113-12 | J |  | ORCA - Cavo ottico Loose int/est antird 12fibre 09/125um OS2 LSZH - CPR Class Eca | 1 |  | 0.817 | 0.817
OC-CVF-111111-24 | J |  | ORCA - Cavo ottico Loose int/est antird 24 fibre 50/125um OM2 LSZH - CPR Class Dca-S2-D1 | 1 |  | 2.0248 | 2.0248
OC-CVF-111114-24 | J |  | ORCA - Cavo ottico Loose int/est antird 24fibre 50/125um OM3 LSZH - CPR Class Dca-S2-D1 | 1 |  | 3.7097 | 3.7097
OC-CVF-111115-24 | J |  | ORCA - Cavo ottico Loose int/est antird 24 fibre 50/125um OM4 LSZH - CPR Class Dca-S2-D1 | 1 |  | 6.4502 | 6.4502
OC-CVF-111112-24 | ) |  | ORCA - Cavo ottico Loose int/est antird 24 fibre 62,5/125um OM1 LSZH - CPR Class Dca-S2-D1 | 1 |  | 2.9688 | 2.9688
OC-CVF-111113-24 | J |  | ORCA - Cavo ottico Loose int/est antird 24fibre 09/125um OS2 LSZH - CPR Class Dca-S2-D1 | 1 |  | 1.2331 | 1.2331
ORCA - Cavi Ottici non armati (PE)
OC-CVF-112111-04 | ) |  | ORCA - Cavo ottico Loose da esterno antirodent 4 fibre 50/125um OM2 PE | 1 |  | 0.5967 | 0.5967
OC-CVF-112112-04 | ) |  | ORCA - Cavo ottico Loose da esterno antirodent 4 fibre 62,5/125um OM1 PE | 1 |  | 0.7185 | 0.7185
OC-CVF-112113-04 | ) |  | ORCA - Cavo ottico Loose da esterno antirodent 4 fibre 09/125um OS2 PE | 1 |  | 0.5155 | 0.5155
OC-CVF-112114-04 | ) |  | ORCA - Cavo ottico Loose da esterno antirodent 4 fibre 50/125um OM3 PE | 1 |  | 0.87075 | 0.87075
OC-CVF-112115-04 | ) |  | ORCA - Cavo ottico Loose da esterno antirodent 4 fibre 50/125um OM4 PE | 1 |  | 1.3782 | 1.3782
OC-CVF-112111-08 | ) |  | ORCA - Cavo ottico Loose da esterno antirodent 8 fibre 50/125um OM2 PE | 1 |  | 0.83015 | 0.83015
OC-CVF-112112-08 | ) |  | ORCA - Cavo ottico Loose da esterno antirodent 8 fibre 62.5/125um OM1 PE | 1 |  | 1.1042 | 1.1042
OC-CVF-112113-08 | ) |  | ORCA - Cavo ottico Loose da esterno antirodent 8 fibre 09/125um OS2 PE | 1 |  | 0.6373 | 0.6373
OC-CVF-112114-08 | ) |  | ORCA - Cavo ottico Loose da esterno antirodent 8 fibre 50/125um OM3 PE | 1 |  | 1.4391 | 1.4391
OC-CVF-112115-08 | ) |  | ORCA - Cavo ottico Loose da esterno antirodent 8 fibre 50/125um OM4 PE | 1 |  | 2.2714 | 2.2714
OC-CVF-112111-12 | J |  | ORCA - Cavo ottico Loose da esterno antirodent 12 fibre 50/125um OM2 PE | 1 |  | 1.094 | 1.094
OC-CVF-112112-12 | ) |  | ORCA - Cavo ottico Loose da esterno antirodent 12 fibre 62,5/125u OM1 PE | 1 |  | 1.4899 | 1.4899
OC-CVF-112113-12 | J |  | ORCA - Cavo ottico Loose da esterno antirodent 12 fibre 09/125 um OS2 PE | 1 |  | 0.76925 | 0.76925
OC-CVF-112114-12 | J |  | ORCA - Cavo ottico Loose da esterno antirodent 12 fibre 50/125um OM3 PE | 1 |  | 1.9365 | 1.9365
OC-CVF-112115-12 | J |  | ORCA - Cavo ottico Loose da esterno antirodent 12 fibre 50/125um OM4 PE | 1 |  | 3.3372 | 3.3372
OC-CVF-112111-24 | J |  | ORCA - Cavo ottico Loose da esterno antirodent 24 fibre 50/125um OM2 PE | 1 |  | 1.703 | 1.703
OC-CVF-112112-24 | ) |  | ORCA - Cavo ottico Loose da esterno antirodent 24 fibre 62,5/125u OM1 PE | 1 |  | 2.6368 | 2.6368
OC-CVF-112113-24 | J |  | ORCA - Cavo ottico Loose da esterno antirodent 24 fibre 09/125 um OS2 PE | 1 |  | 1.2057 | 1.2057
OC-CVF-112114-24 | ) |  | ORCA - Cavo ottico Loose da esterno antirodent 24 fibre 50/125um OM3 PE | 1 |  | 3.7432 | 3.7432
OC-CVF-112115-24 | ) |  | ORCA - Cavo ottico Loose da esterno antirodent 24 fibre 50/125um OM4 PE | 1 |  | 6.3923 | 6.3923
ORCA - Cavi Ottici armati CST guina PE
OC-CVF-112211-04 | J |  | ORCA - Cavo ottico Loose da esterno CST arm 4 fibre 50/125um OM2 PE | 1 |  | 1.0128 | 1.0128
OC-CVF-112212-04 | ) |  | ORCA - Cavo ottico Loose da esterno CST arm 4 fibre 62,5/125um OM1 PE | 1 |  | 1.1448 | 1.1448
OC-CVF-112213-04 | J |  | ORCA - Cavo ottico Loose da esterno CST arm 4 fibre 09/125um OS2 PE | 1 |  | 0.9824 | 0.9824
OC-CVF-112214-04 | J |  | ORCA - Cavo ottico Loose da esterno CST arm 4 fibre 50/125um OM3 PE | 1 |  | 1.3174 | 1.3174
OC-CVF-112215-04 | ) |  | ORCA - Cavo ottico Loose da esterno CST arm 4 fibre 50/125um OM4 PE | 1 |  | 1.7965 | 1.7965
OC-CVF-112211-06 | ) |  | ORCA - Cavo ottico Loose da esterno CST arm 6 fibre 50/125um OM2 PE | 1 |  | 1.1245 | 1.1245
OC-CVF-112212-06 | ) |  | ORCA - Cavo ottico Loose da esterno CST arm 6 fibre 62,5/125um OM1 PE | 1 |  | 1.3275 | 1.3275
OC-CVF-112213-06 | ) |  | ORCA - Cavo ottico Loose da esterno CST arm 6 fibre 09/125um OS2 PE | 1 |  | 1.0332 | 1.0332
OC-CVF-112214-06 | ) |  | ORCA - Cavo ottico Loose da esterno CST arm 6 fibre 50/125um OM3 PE | 1 |  | 1.5914 | 1.5914
OC-CVF-112211-08 | J |  | ORCA - Cavo ottico Loose da esterno CST arm 8 fibre 50/125um OM2 PE | 1 |  | 1.2463 | 1.2463
OC-CVF-112212-08 | ) |  | ORCA - Cavo ottico Loose da esterno CST arm 8 fibre 62,5/125um OM1 PE | 1 |  | 1.5102 | 1.5102
OC-CVF-112213-08 | J |  | ORCA - Cavo ottico Loose da esterno CST arm 8 fibre 09/125um OS2 PE | 1 |  | 1.094 | 1.094
OC-CVF-112214-08 | J |  | ORCA - Cavo ottico Loose da esterno CST arm 8 fibre 50/125um OM3 PE | 1 |  | 1.8654 | 1.8654
OC-CVF-112215-08 | ) |  | ORCA - Cavo ottico Loose da esterno CST arm 8 fibre 50/125um OM4 PE | 1 |  | 2.8521 | 2.8521
OC-CVF-112211-12 | J |  | ORCA - Cavo ottico Loose da esterno CST arm 12 fibre 50/125um OM2 PE | 1 |  | 1.5203 | 1.5203
OC-CVF-112212-12 | ) |  | ORCA - Cavo ottico Loose da esterno CST arm 12 fibre 62,5/125um OM1 PE | 1 |  | 1.8756 | 1.8756
OC-CVF-112213-12 | J |  | ORCA - Cavo ottico Loose da esterno CST arm 12 fibre 09/125um OS2 PE | 1 |  | 1.2158 | 1.2158
OC-CVF-112214-12 | J |  | ORCA - Cavo ottico Loose da esterno CST arm 12 fibre 50/125um OM3 PE | 1 |  | 2.3932 | 2.3932
OC-CVF-112215-12 | J |  | ORCA - Cavo ottico Loose da esterno CST arm 12 fibre 50/125um OM4 PE | 1 |  | 3.8874 | 3.8874
OC-CVF-112211-24 | J |  | ORCA - Cavo ottico Loose da esterno CST arm 24 fibre 50/125um OM2 PE | 1 |  | 2.312 | 2.312
OC-CVF-112212-24 | ) |  | ORCA - Cavo ottico Loose da esterno CST arm 24 fibre 62,5/125um OM1 PE | 1 |  | 3.053 | 3.053
OC-CVF-112213-24 | J |  | ORCA - Cavo ottico Loose da esterno CST arm 24 fibre 09/125um OS2 PE | 1 |  | 1.6726 | 1.6726
OC-CVF-112214-24 | J |  | ORCA - Cavo ottico Loose da esterno CST arm 24 fibre 50/125um OM3 PE | 1 |  | 4.1086 | 4.1086
OC-CVF-112215-24 | ) |  | ORCA - Cavo ottico Loose da esterno CST arm 24 fibre 50/125um OM4 PE | 1 |  | 7.0238 | 7.0238
ORCA - Cavi Ottici Loose classe B2ca - d0 - a1
OC-CVF-111120-08 | ) |  | ORCA - Cavo ottico loose dry - armatura dielettrica - int/est 8 Fibre OM2 50/125 LSZH - CPR Class B2ca, s1a, d0, a1 | 1 |  | 1.023 | 1.023
OC-CVF-111120-12 | ) |  | ORCA - Cavo ottico loose dry - armatura dielettrica - int/est 12 Fibre OM2 50/125 LSZH - CPR Class B2ca, s1a, d0, a1 | 1 |  | 1.226 | 1.226
OC-CVF-111120-24 | ) |  | ORCA - Cavo ottico loose dry - armatura dielettrica - int/est 24 Fibre OM2 50/125 LSZH - CPR Class B2ca, s1a, d0, a1 | 1 |  | 2.0684 | 2.0684
OC-CVF-111130-08 | ) |  | ORCA - Cavo ottico loose dry - armatura dielettrica - int/est 8 Fibre OS2 9/125 - LSZH CPR Class B2ca, s1a, d0, a1 | 1 |  | 0.82 | 0.82
OC-CVF-111130-12 | ) |  | ORCA - Cavo ottico loose dry - armatura dielettrica - int/est 12 Fibre OS2 9/125 - LSZH CPR Class B2ca, s1a, d0, a1 | 1 |  | 0.93165 | 0.93165
OC-CVF-111130-24 | ) |  | ORCA - Cavo ottico loose dry - armatura dielettrica - int/est 24 Fibre OS2 9/125 - LSZH CPR Class B2ca, s1a, d0, a1 | 1 |  | 1.3275 | 1.3275
OC-CVF-111150-08 | ) |  | ORCA - Cavo ottico loose dry - armatura dielettrica - int/est 8 Fibre OM4 50/125 - LSZH CPR Class B2ca, s1a, d0, a1 | 1 |  | 2.2917 | 2.2917
OC-CVF-111150-12 | ) |  | ORCA - Cavo ottico loose dry - armatura dielettrica - int/est 12 Fibre OM4 50/125 - LSZH CPR Class B2ca, s1a, d0, a1 | 1 |  | 3.459 | 3.459
OC-CVF-111150-24 | ) |  | ORCA - Cavo ottico loose dry - armatura dielettrica - int/est 24 Fibre OM4 50/125 - LSZH CPR Class B2ca, s1a, d0, a1 | 1 |  | 5.7529 | 5.7529
ORCA - Universal Loose tube (MULTITUBE)
OC-CVF-115123-12 | ) |  | ORCA - Universal Multitube loose cable 12fo - 9/125 OS2 - PE | 1 |  | RICHIEDERE | #VALUE!
OC-CVF-115122-12 | ) |  | ORCA - Universal Multitube loose cable 12fo - 62,5/125 OM1 - PE | 1 |  | RICHIEDERE | #VALUE!
OC-CVF-115121-12 | ) |  | ORCA - Universal Multitube loose cable 12fo - 50/125 OM2 - PE | 1 |  | RICHIEDERE | #VALUE!
OC-CVF-115124-12 | ) |  | ORCA - Universal Multitube loose cable 12fo - 50/125 OM3 - PE | 1 |  | RICHIEDERE | #VALUE!
OC-CVF-115125-12 | ) |  | ORCA - Universal Multitube loose cable 12fo - 50/125 OM4 - PE | 1 |  | RICHIEDERE | #VALUE!
OC-CVF-115123-24 | ) |  | ORCA - Universal Multitube loose cable 24fo - 9/125 OS2 - PE | 1 |  | RICHIEDERE | #VALUE!
OC-CVF-115122-24 | ) |  | ORCA - Universal Multitube loose cable 24fo - 62,5/125 OM1 - PE | 1 |  | RICHIEDERE | #VALUE!
OC-CVF-115121-24 | ) |  | ORCA - Universal Multitube loose cable 24fo - 50/125 OM2 - PE | 1 |  | RICHIEDERE | #VALUE!
OC-CVF-115124-24 | ) |  | ORCA - Universal Multitube loose cable 24fo - 50/125 OM3 - PE | 1 |  | RICHIEDERE | #VALUE!
OC-CVF-115125-24 | ) |  | ORCA - Universal Multitube loose cable 24fo - 50/125 OM4 - PE | 1 |  | RICHIEDERE | #VALUE!
OC-CVF-115123-36 | ) |  | ORCA - Universal Multitube loose cable 36fo - 9/125 OS2 - PE | 1 |  | RICHIEDERE | #VALUE!
OC-CVF-115122-36 | ) |  | ORCA - Universal Multitube loose cable 36fo - 62,5/125 OM1 - PE | 1 |  | RICHIEDERE | #VALUE!
OC-CVF-115121-36 | ) |  | ORCA - Universal Multitube loose cable 36fo - 50/125 OM2 - PE | 1 |  | RICHIEDERE | #VALUE!
OC-CVF-115124-36 | ) |  | ORCA - Universal Multitube loose cable 36fo - 50/125 OM3 - PE | 1 |  | RICHIEDERE | #VALUE!
OC-CVF-115125-36 | ) |  | ORCA - Universal Multitube loose cable 36fo - 50/125 OM4 - PE | 1 |  | RICHIEDERE | #VALUE!
OC-CVF-115123-48 | ) |  | ORCA - Universal Multitube loose cable 48fo - 9/125 OS2 - PE | 1 |  | RICHIEDERE | #VALUE!
OC-CVF-115122-48 | ) |  | ORCA - Universal Multitube loose cable 48fo - 62,5/125 OM1 - PE | 1 |  | RICHIEDERE | #VALUE!
OC-CVF-115121-48 | ) |  | ORCA - Universal Multitube loose cable 48fo - 50/125 OM2 - PE | 1 |  | RICHIEDERE | #VALUE!
OC-CVF-115124-48 | ) |  | ORCA - Universal Multitube loose cable 48fo - 50/125 OM3 - PE | 1 |  | RICHIEDERE | #VALUE!
OC-CVF-115125-48 | ) |  | ORCA - Universal Multitube loose cable 48fo - 50/125 OM4 - PE | 1 |  | RICHIEDERE | #VALUE!
OC-CVF-115123-60 | ) |  | ORCA - Universal Multitube loose cable 60fo - 9/125 OS2 - PE | 1 |  | RICHIEDERE | #VALUE!
OC-CVF-115122-60 | ) |  | ORCA - Universal Multitube loose cable 60fo - 62,5/125 OM1 - PE | 1 |  | RICHIEDERE | #VALUE!
OC-CVF-115121-60 | ) |  | ORCA - Universal Multitube loose cable 60fo - 50/125 OM2 - PE | 1 |  | RICHIEDERE | #VALUE!
OC-CVF-115124-60 | ) |  | ORCA - Universal Multitube loose cable 60fo - 50/125 OM3 - PE | 1 |  | RICHIEDERE | #VALUE!
OC-CVF-115125-60 | ) |  | ORCA - Universal Multitube loose cable 60fo - 50/125 OM4 - PE | 1 |  | RICHIEDERE | #VALUE!
ORCA - Universal Tube Armored CST (multitube)
OC-CVF-112223-12 | ) |  | ORCA - Universal Multitube loose cable CST Armoured 12fo - 9/125 - OS2 - PE | 1 |  | RICHIEDERE | #VALUE!
OC-CVF-112222-12 | ) |  | ORCA - Universal Multitube loose cable CST Armoured 12fo - 62,5/125 - OM1 - PE | 1 |  | RICHIEDERE | #VALUE!
OC-CVF-112221-12 | ) |  | ORCA - Universal Multitube loose cable CST Armoured 12fo - 50/125 - OM2 - PE | 1 |  | RICHIEDERE | #VALUE!
OC-CVF-112224-12 | ) |  | ORCA - Universal Multitube loose cable CST Armoured 12fo - 50/125 - OM3 - PE | 1 |  | RICHIEDERE | #VALUE!
OC-CVF-112225-12 | ) |  | ORCA - Universal Multitube loose cable CST Armoured 12fo - 50/125 - OM4 - PE | 1 |  | RICHIEDERE | #VALUE!
OC-CVF-112223-24 | ) |  | ORCA - Universal Multitube loose cable CST Armoured 24fo - 9/125 - OS2 - PE | 1 |  | RICHIEDERE | #VALUE!
OC-CVF-112222-24 | ) |  | ORCA - Universal Multitube loose cable CST Armoured 24fo - 62,5/125 - OM1 - PE | 1 |  | RICHIEDERE | #VALUE!
OC-CVF-112221-24 | ) |  | ORCA - Universal Multitube loose cable CST Armoured 24fo - 50/125 - OM2 - PE | 1 |  | RICHIEDERE | #VALUE!
OC-CVF-112224-24 | ) |  | ORCA - Universal Multitube loose cable CST Armoured 24fo - 50/125 - OM3 - PE | 1 |  | RICHIEDERE | #VALUE!
OC-CVF-112225-24 | ) |  | ORCA - Universal Multitube loose cable CST Armoured 24fo - 50/125 - OM4 - PE | 1 |  | RICHIEDERE | #VALUE!
OC-CVF-112223-36 | ) |  | ORCA - Universal Multitube loose cable CST Armoured 36fo - 9/125 - OS2 - PE | 1 |  | RICHIEDERE | #VALUE!
OC-CVF-112222-36 | ) |  | ORCA - Universal Multitube loose cable CST Armoured 36fo - 62,5/125 - OM1 - PE | 1 |  | RICHIEDERE | #VALUE!
OC-CVF-112221-36 | ) |  | ORCA - Universal Multitube loose cable CST Armoured 36fo - 50/125 - OM2 - PE | 1 |  | RICHIEDERE | #VALUE!
OC-CVF-112224-36 | ) |  | ORCA - Universal Multitube loose cable CST Armoured 36fo - 50/125 - OM3 - PE | 1 |  | RICHIEDERE | #VALUE!
OC-CVF-112225-36 | ) |  | ORCA - Universal Multitube loose cable CST Armoured 36fo - 50/125 - OM4 - PE | 1 |  | RICHIEDERE | #VALUE!
OC-CVF-112223-48 | ) |  | ORCA - Universal Multitube loose cable CST Armoured 48fo - 9/125 - OS2 - PE | 1 |  | RICHIEDERE | #VALUE!
OC-CVF-112222-48 | ) |  | ORCA - Universal Multitube loose cable CST Armoured 48fo - 62,5/125 - OM1 - PE | 1 |  | RICHIEDERE | #VALUE!
OC-CVF-112221-48 | ) |  | ORCA - Universal Multitube loose cable CST Armoured 48fo - 50/125 - OM2 - PE | 1 |  | RICHIEDERE | #VALUE!
OC-CVF-112224-48 | ) |  | ORCA - Universal Multitube loose cable CST Armoured 48fo - 50/125 - OM3 - PE | 1 |  | RICHIEDERE | #VALUE!
OC-CVF-112225-48 | ) |  | ORCA - Universal Multitube loose cable CST Armoured 48fo - 50/125 - OM4 - PE | 1 |  | RICHIEDERE | #VALUE!
OC-CVF-112223-60 | ) |  | ORCA - Universal Multitube loose cable CST Armoured 60fo - 9/125 - OS2 - PE | 1 |  | RICHIEDERE | #VALUE!
OC-CVF-112222-60 | ) |  | ORCA - Universal Multitube loose cable CST Armoured 60fo - 62,5/125 - OM1 - PE | 1 |  | RICHIEDERE | #VALUE!
OC-CVF-112221-60 | ) |  | ORCA - Universal Multitube loose cable CST Armoured 60fo - 50/125 - OM2 - PE | 1 |  | RICHIEDERE | #VALUE!
OC-CVF-112224-60 | ) |  | ORCA - Universal Multitube loose cable CST Armoured 60fo - 50/125 - OM3 - PE | 1 |  | RICHIEDERE | #VALUE!
OC-CVF-112225-60 | ) |  | ORCA - Universal Multitube loose cable CST Armoured 60fo - 50/125 - OM4 - PE | 1 |  | RICHIEDERE | #VALUE!
OC-CVF-112223-72 | ) |  | ORCA - Universal Multitube loose cable CST Armoured 72fo - 9/125 - OS2 - PE | 1 |  | RICHIEDERE | #VALUE!
OC-CVF-112222-72 | ) |  | ORCA - Universal Multitube loose cable CST Armoured 72fo - 62,5/125 - OM1 - PE | 1 |  | RICHIEDERE | #VALUE!
OC-CVF-112221-72 | ) |  | ORCA - Universal Multitube loose cable CST Armoured 72fo - 50/125 - OM2 - PE | 1 |  | RICHIEDERE | #VALUE!
OC-CVF-112224-72 | ) |  | ORCA - Universal Multitube loose cable CST Armoured 72fo - 50/125 - OM3 - PE | 1 |  | RICHIEDERE | #VALUE!
OC-CVF-112225-72 | ) |  | ORCA - Universal Multitube loose cable CST Armoured 72fo - 50/125 - OM4 - PE | 1 |  | RICHIEDERE | #VALUE!
ORCA - Universal Loose Tube (Unitube) CST Twin
OC-CVF-114213-02 | ) |  | ORCA - Universal Loose Unitube CST Armoured Twin 2fo - 9/125 - OS2 - PE | 1 |  | RICHIEDERE | #VALUE!
OC-CVF-114212-02 | ) |  | ORCA - Universal Loose Unitube CST Armoured Twin 2fo - 62,5/125 - OM1 - PE | 1 |  | RICHIEDERE | #VALUE!
OC-CVF-114211-02 | ) |  | ORCA - Universal Loose Unitube CST Armoured Twin 2fo - 50/125 - OM2 - PE | 1 |  | RICHIEDERE | #VALUE!
OC-CVF-114214-02 | ) |  | ORCA - Universal Loose Unitube CST Armoured Twin 2fo - 50/125 - OM3 - PE | 1 |  | RICHIEDERE | #VALUE!
OC-CVF-114215-02 | ) |  | ORCA - Universal Loose Unitube CST Armoured Twin 2fo - 50/125 - OM4 - PE | 1 |  | RICHIEDERE | #VALUE!
ORCA - ADSS Aerial Cable Unitube
OC-CVF-212113-12 | ) |  | ORCA - Aerial Cable Unitube ADDS - 12fo - 9/125 - OS2 - PE | 1 |  | RICHIEDERE | #VALUE!
OC-CVF-212112-12 | ) |  | ORCA - Aerial Cable Unitube ADDS - 12fo - 62,5/125 - OM1 - PE | 1 |  | RICHIEDERE | #VALUE!
OC-CVF-212111-12 | ) |  | ORCA - Aerial Cable Unitube ADDS - 12fo - 50/125 - OM2 - PE | 1 |  | RICHIEDERE | #VALUE!
OC-CVF-212114-12 | ) |  | ORCA - Aerial Cable Unitube ADDS - 12fo - 50/125 - OM3 - PE | 1 |  | RICHIEDERE | #VALUE!
OC-CVF-212115-12 | ) |  | ORCA - Aerial Cable Unitube ADDS - 12fo - 50/125 - OM4 - PE | 1 |  | RICHIEDERE | #VALUE!
OC-CVF-212113-24 | ) |  | ORCA - Aerial Cable Unitube ADDS - 24fo - 9/125 - OS2 - PE | 1 |  | RICHIEDERE | #VALUE!
OC-CVF-212112-24 | ) |  | ORCA - Aerial Cable Unitube ADDS - 24fo - 62,5/125 - OM1 - PE | 1 |  | RICHIEDERE | #VALUE!
OC-CVF-212111-24 | ) |  | ORCA - Aerial Cable Unitube ADDS - 24fo - 50/125 - OM2 - PE | 1 |  | RICHIEDERE | #VALUE!
OC-CVF-212114-24 | ) |  | ORCA - Aerial Cable Unitube ADDS - 24fo - 50/125 - OM3 - PE | 1 |  | RICHIEDERE | #VALUE!
OC-CVF-212115-24 | ) |  | ORCA - Aerial Cable Unitube ADDS - 24fo - 50/125 - OM4 - PE | 1 |  | RICHIEDERE | #VALUE!
OC-CVF-212113-36 | ) |  | ORCA - Aerial Cable Unitube ADDS - 36fo - 9/125 - OS2 - PE | 1 |  | RICHIEDERE | #VALUE!
OC-CVF-212112-36 | ) |  | ORCA - Aerial Cable Unitube ADDS - 36fo - 62,5/125 - OM1 - PE | 1 |  | RICHIEDERE | #VALUE!
OC-CVF-212111-36 | ) |  | ORCA - Aerial Cable Unitube ADDS - 36fo - 50/125 - OM2 - PE | 1 |  | RICHIEDERE | #VALUE!
OC-CVF-212114-36 | ) |  | ORCA - Aerial Cable Unitube ADDS - 36fo - 50/125 - OM3 - PE | 1 |  | RICHIEDERE | #VALUE!
OC-CVF-212115-36 | ) |  | ORCA - Aerial Cable Unitube ADDS - 36fo - 50/125 - OM4 - PE | 1 |  | RICHIEDERE | #VALUE!
OC-CVF-212113-48 | ) |  | ORCA - Aerial Cable Unitube ADDS - 48fo - 9/125 - OS2 - PE | 1 |  | RICHIEDERE | #VALUE!
OC-CVF-212112-48 | ) |  | ORCA - Aerial Cable Unitube ADDS - 48fo - 62,5/125 - OM1 - PE | 1 |  | RICHIEDERE | #VALUE!
OC-CVF-212111-48 | ) |  | ORCA - Aerial Cable Unitube ADDS - 48fo - 50/125 - OM2 - PE | 1 |  | RICHIEDERE | #VALUE!
OC-CVF-212114-48 | ) |  | ORCA - Aerial Cable Unitube ADDS - 48fo - 50/125 - OM3 - PE | 1 |  | RICHIEDERE | #VALUE!
OC-CVF-212115-48 | ) |  | ORCA - Aerial Cable Unitube ADDS - 48fo - 50/125 - OM4 - PE | 1 |  | RICHIEDERE | #VALUE!
OC-CVF-212113-60 | ) |  | ORCA - Aerial Cable Unitube ADDS - 60fo - 9/125 - OS2 - PE | 1 |  | RICHIEDERE | #VALUE!
OC-CVF-212112-60 | ) |  | ORCA - Aerial Cable Unitube ADDS - 60fo - 62,5/125 - OM1 - PE | 1 |  | RICHIEDERE | #VALUE!
OC-CVF-212111-60 | ) |  | ORCA - Aerial Cable Unitube ADDS - 60fo - 50/125 - OM2 - PE | 1 |  | RICHIEDERE | #VALUE!
OC-CVF-212114-60 | ) |  | ORCA - Aerial Cable Unitube ADDS - 60fo - 50/125 - OM3 - PE | 1 |  | RICHIEDERE | #VALUE!
OC-CVF-212115-60 | ) |  | ORCA - Aerial Cable Unitube ADDS - 60fo - 50/125 - OM4 - PE | 1 |  | RICHIEDERE | #VALUE!
OC-CVF-212113-72 | ) |  | ORCA - Aerial Cable Unitube ADDS - 72fo - 9/125 - OS2 - PE | 1 |  | RICHIEDERE | #VALUE!
OC-CVF-212112-72 | ) |  | ORCA - Aerial Cable Unitube ADDS - 72fo - 62,5/125 - OM1 - PE | 1 |  | RICHIEDERE | #VALUE!
OC-CVF-212111-72 | ) |  | ORCA - Aerial Cable Unitube ADDS - 72fo - 50/125 - OM2 - PE | 1 |  | RICHIEDERE | #VALUE!
OC-CVF-212114-72 | ) |  | ORCA - Aerial Cable Unitube ADDS - 72fo - 50/125 - OM3 - PE | 1 |  | RICHIEDERE | #VALUE!
OC-CVF-212115-72 | ) |  | ORCA - Aerial Cable Unitube ADDS - 72fo - 50/125 - OM4 - PE | 1 |  | RICHIEDERE | #VALUE!
ORCA - Aerial outdoor cable
OC-CVF-213113-12 | ) |  | ORCA - Aerial outdoor cable - 12fo - 9/125 - OS2 - PE | 1 |  | RICHIEDERE | #VALUE!
OC-CVF-213112-12 | ) |  | ORCA - Aerial outdoor cable - 12fo - 62,5/125 - OM1 - PE | 1 |  | RICHIEDERE | #VALUE!
OC-CVF-213111-12 | ) |  | ORCA - Aerial outdoor cable - 12fo - 50/125 - OM2 - PE | 1 |  | RICHIEDERE | #VALUE!
OC-CVF-213114-12 | ) |  | ORCA - Aerial outdoor cable - 12fo - 50/125 - OM3 - PE | 1 |  | RICHIEDERE | #VALUE!
OC-CVF-213115-12 | ) |  | ORCA - Aerial outdoor cable - 12fo - 50/125 - OM4 - PE | 1 |  | RICHIEDERE | #VALUE!
OC-CVF-213113-24 | ) |  | ORCA - Aerial outdoor cable - 24fo - 9/125 - OS2 - PE | 1 |  | RICHIEDERE | #VALUE!
OC-CVF-213112-24 | ) |  | ORCA - Aerial outdoor cable - 24fo - 62,5/125 - OM1 - PE | 1 |  | RICHIEDERE | #VALUE!
OC-CVF-213111-24 | ) |  | ORCA - Aerial outdoor cable - 24fo - 50/125 - OM2 - PE | 1 |  | RICHIEDERE | #VALUE!
OC-CVF-213114-24 | ) |  | ORCA - Aerial outdoor cable - 24fo - 50/125 - OM3 - PE | 1 |  | RICHIEDERE | #VALUE!
OC-CVF-213115-24 | ) |  | ORCA - Aerial outdoor cable - 24fo - 50/125 - OM4 - PE | 1 |  | RICHIEDERE | #VALUE!
OC-CVF-213113-36 | ) |  | ORCA - Aerial outdoor cable - 36fo - 9/125 - OS2 - PE | 1 |  | RICHIEDERE | #VALUE!
OC-CVF-213112-36 | ) |  | ORCA - Aerial outdoor cable - 36fo - 62,5/125 - OM1 - PE | 1 |  | RICHIEDERE | #VALUE!
OC-CVF-213111-36 | ) |  | ORCA - Aerial outdoor cable - 36fo - 50/125 - OM2 - PE | 1 |  | RICHIEDERE | #VALUE!
OC-CVF-213114-36 | ) |  | ORCA - Aerial outdoor cable - 36fo - 50/125 - OM3 - PE | 1 |  | RICHIEDERE | #VALUE!
OC-CVF-213115-36 | ) |  | ORCA - Aerial outdoor cable - 36fo - 50/125 - OM4 - PE | 1 |  | RICHIEDERE | #VALUE!
OC-CVF-213113-48 | ) |  | ORCA - Aerial outdoor cable - 48fo - 9/125 - OS2 - PE | 1 |  | RICHIEDERE | #VALUE!
OC-CVF-213112-48 | ) |  | ORCA - Aerial outdoor cable - 48fo - 62,5/125 - OM1 - PE | 1 |  | RICHIEDERE | #VALUE!
OC-CVF-213111-48 | ) |  | ORCA - Aerial outdoor cable - 48fo - 50/125 - OM2 - PE | 1 |  | RICHIEDERE | #VALUE!
OC-CVF-213114-48 | ) |  | ORCA - Aerial outdoor cable - 48fo - 50/125 - OM3 - PE | 1 |  | RICHIEDERE | #VALUE!
OC-CVF-213115-48 | ) |  | ORCA - Aerial outdoor cable - 48fo - 50/125 - OM4 - PE | 1 |  | RICHIEDERE | #VALUE!
OC-CVF-213113-60 | ) |  | ORCA - Aerial outdoor cable - 60fo - 9/125 - OS2 - PE | 1 |  | RICHIEDERE | #VALUE!
OC-CVF-213112-60 | ) |  | ORCA - Aerial outdoor cable - 60fo - 62,5/125 - OM1 - PE | 1 |  | RICHIEDERE | #VALUE!
OC-CVF-213111-60 | ) |  | ORCA - Aerial outdoor cable - 60fo - 50/125 - OM2 - PE | 1 |  | RICHIEDERE | #VALUE!
OC-CVF-213114-60 | ) |  | ORCA - Aerial outdoor cable - 60fo - 50/125 - OM3 - PE | 1 |  | RICHIEDERE | #VALUE!
OC-CVF-213115-60 | ) |  | ORCA - Aerial outdoor cable - 60fo - 50/125 - OM4 - PE | 1 |  | RICHIEDERE | #VALUE!
OC-CVF-213113-72 | ) |  | ORCA - Aerial outdoor cable - 72fo - 9/125 - OS2 - PE | 1 |  | RICHIEDERE | #VALUE!
OC-CVF-213112-72 | ) |  | ORCA - Aerial outdoor cable - 72fo - 62,5/125 - OM1 - PE | 1 |  | RICHIEDERE | #VALUE!
OC-CVF-213111-72 | ) |  | ORCA - Aerial outdoor cable - 72fo - 50/125 - OM2 - PE | 1 |  | RICHIEDERE | #VALUE!
OC-CVF-213114-72 | ) |  | ORCA - Aerial outdoor cable - 72fo - 50/125 - OM3 - PE | 1 |  | RICHIEDERE | #VALUE!
OC-CVF-213115-72 | ) |  | ORCA - Aerial outdoor cable - 72fo - 50/125 - OM4 - PE | 1 |  | RICHIEDERE | #VALUE!
ORCA - Aerial DROP Cable
OC-CVF-225133-04 | ) |  | ORCA - Aerial DROP cable - 4fo - 9/125 - OS2 - PE | 1 |  | RICHIEDERE | #VALUE!
OC-CVF-225132-04 | ) |  | ORCA - Aerial DROP cable - 4fo - 62,5/125 - OM1 - PE | 1 |  | RICHIEDERE | #VALUE!
OC-CVF-225131-04 | ) |  | ORCA - Aerial DROP cable - 4fo - 50/125 - OM2 - PE | 1 |  | RICHIEDERE | #VALUE!
OC-CVF-225134-04 | ) |  | ORCA - Aerial DROP cable - 4fo - 50/125 - OM3 - PE | 1 |  | RICHIEDERE | #VALUE!
OC-CVF-225135-04 | ) |  | ORCA - Aerial DROP cable - 4fo - 50/125 - OM4 - PE | 1 |  | RICHIEDERE | #VALUE!
OC-CVF-225133-06 | ) |  | ORCA - Aerial DROP cable - 6fo - 9/125 - OS2 - PE | 1 |  | RICHIEDERE | #VALUE!
OC-CVF-225132-06 | ) |  | ORCA - Aerial DROP cable - 6fo - 62,5/125 - OM1 - PE | 1 |  | RICHIEDERE | #VALUE!
OC-CVF-225131-06 | ) |  | ORCA - Aerial DROP cable - 6fo - 50/125 - OM2 - PE | 1 |  | RICHIEDERE | #VALUE!
OC-CVF-225134-06 | ) |  | ORCA - Aerial DROP cable - 6fo - 50/125 - OM3 - PE | 1 |  | RICHIEDERE | #VALUE!
OC-CVF-225135-06 | ) |  | ORCA - Aerial DROP cable - 6fo - 50/125 - OM4 - PE | 1 |  | RICHIEDERE | #VALUE!
OC-CVF-225133-08 | ) |  | ORCA - Aerial DROP cable - 8fo - 9/125 - OS2 - PE | 1 |  | RICHIEDERE | #VALUE!
OC-CVF-225132-08 | ) |  | ORCA - Aerial DROP cable - 8fo - 62,5/125 - OM1 - PE | 1 |  | RICHIEDERE | #VALUE!
OC-CVF-225131-08 | ) |  | ORCA - Aerial DROP cable - 8fo - 50/125 - OM2 - PE | 1 |  | RICHIEDERE | #VALUE!
OC-CVF-225134-08 | ) |  | ORCA - Aerial DROP cable - 8fo - 50/125 - OM3 - PE | 1 |  | RICHIEDERE | #VALUE!
OC-CVF-225135-08 | ) |  | ORCA - Aerial DROP cable - 8fo - 50/125 - OM4 - PE | 1 |  | RICHIEDERE | #VALUE!
OC-CVF-225133-12 | ) |  | ORCA - Aerial DROP cable - 12fo - 9/125 - OS2 - PE | 1 |  | RICHIEDERE | #VALUE!
OC-CVF-225132-12 | ) |  | ORCA - Aerial DROP cable - 12fo - 62,5/125 - OM1 - PE | 1 |  | RICHIEDERE | #VALUE!
OC-CVF-225131-12 | ) |  | ORCA - Aerial DROP cable - 12fo - 50/125 - OM2 - PE | 1 |  | RICHIEDERE | #VALUE!
OC-CVF-225134-12 | ) |  | ORCA - Aerial DROP cable - 12fo - 50/125 - OM3 - PE | 1 |  | RICHIEDERE | #VALUE!
OC-CVF-225135-12 | ) |  | ORCA - Aerial DROP cable - 12fo - 50/125 - OM4 - PE | 1 |  | RICHIEDERE | #VALUE!
ORCA - Outodoor hybrid cable
OC-CVF-135133-12 | ) |  | ORCA - Outdoor Hybrid cable- 12fo - 9/125 - OS2 - PE | 1 |  | RICHIEDERE | #VALUE!
OC-CVF-135132-12 | ) |  | ORCA - Outdoor Hybrid cable - 12fo - 62,5/125 - OM1 - PE | 1 |  | RICHIEDERE | #VALUE!
OC-CVF-135131-12 | ) |  | ORCA - Outdoor Hybrid cable - 12fo - 50/125 - OM2 - PE | 1 |  | RICHIEDERE | #VALUE!
OC-CVF-135134-12 | ) |  | ORCA - Outdoor Hybrid cable - 12fo - 50/125 - OM3 - PE | 1 |  | RICHIEDERE | #VALUE!
OC-CVF-135135-12 | ) |  | ORCA - Outdoor Hybrid cable - 12fo - 50/125 - OM4 - PE | 1 |  | RICHIEDERE | #VALUE!
OC-CVF-135133-24 | ) |  | ORCA - Outdoor Hybrid cable - 24fo - 9/125 - OS2 - PE | 1 |  | RICHIEDERE | #VALUE!
OC-CVF-135132-24 | ) |  | ORCA - Outdoor Hybrid cable- 24fo - 62,5/125 - OM1 - PE | 1 |  | RICHIEDERE | #VALUE!
OC-CVF-135131-24 | ) |  | ORCA - Outdoor Hybrid cable - 24fo - 50/125 - OM2 - PE | 1 |  | RICHIEDERE | #VALUE!
OC-CVF-135134-24 | ) |  | ORCA - Outdoor Hybrid cable - 24fo - 50/125 - OM3 - PE | 1 |  | RICHIEDERE | #VALUE!
OC-CVF-135135-24 | ) |  | ORCA - Outdoor Hybrid cable - 24fo - 50/125 - OM4 - PE | 1 |  | RICHIEDERE | #VALUE!
ORCA - Outdoor metallic armored hybid cable
OC-CVF-135233-12 | ) |  | ORCA - Outdoor metallic armored hybid cable CST - 12fo - 9/125 - OS2 - PE | 1 |  | RICHIEDERE | #VALUE!
OC-CVF-135232-12 | ) |  | ORCA - Outdoor metallic armored hybid cable CST - 12fo - 62,5/125 - OM1 - PE | 1 |  | RICHIEDERE | #VALUE!
OC-CVF-135231-12 | ) |  | ORCA - Outdoor metallic armored hybid cable CST - 12fo - 50/125 - OM2 - PE | 1 |  | RICHIEDERE | #VALUE!
OC-CVF-135234-12 | ) |  | ORCA - Outdoor metallic armored hybid cable CST - 12fo - 50/125 - OM3 - PE | 1 |  | RICHIEDERE | #VALUE!
OC-CVF-135235-12 | ) |  | ORCA - Outdoor metallic armored hybid cable CST - 12fo - 50/125 - OM4 - PE | 1 |  | RICHIEDERE | #VALUE!
OC-CVF-135233-24 | ) |  | ORCA - Outdoor metallic armored hybid cable CST - 24fo - 9/125 - OS2 - PE | 1 |  | RICHIEDERE | #VALUE!
OC-CVF-135232-24 | ) |  | ORCA - Outdoor metallic armored hybid cable CST- 24fo - 62,5/125 - OM1 - PE | 1 |  | RICHIEDERE | #VALUE!
OC-CVF-135231-24 | ) |  | ORCA - Outdoor metallic armored hybid cable CST - 24fo - 50/125 - OM2 - PE | 1 |  | RICHIEDERE | #VALUE!
OC-CVF-135234-24 | ) |  | ORCA - Outdoor metallic armored hybid cable CST - 24fo - 50/125 - OM3 - PE | 1 |  | RICHIEDERE | #VALUE!
OC-CVF-135235-24 | ) |  | ORCA - Outdoor metallic armored hybid cable CST - 24fo - 50/125 - OM4 - PE | 1 |  | RICHIEDERE | #VALUE!
ORCA - Twin Cable
OC-CVF-111313-02 | ) |  | ORCA - Indoor / Outdoor Twin Cable 2fo 9/125 - OS2 - LSZH | 1 |  | RICHIEDERE | #VALUE!
OC-CVF-111312-02 | ) |  | ORCA - Indoor / Outdoor Twin Cable 2fo 62,5/125 - OM1 - LSZH | 1 |  | RICHIEDERE | #VALUE!
OC-CVF-111311-02 | ) |  | ORCA - Indoor / Outdoor Twin Cable 2fo 50/125 - OM2 - LSZH | 1 |  | RICHIEDERE | #VALUE!
OC-CVF-111314-02 | ) |  | ORCA - Indoor / Outdoor Twin Cable 2fo 50/125 - OM3 - LSZH | 1 |  | RICHIEDERE | #VALUE!
OC-CVF-111315-02 | ) |  | ORCA - Indoor / Outdoor Twin Cable 2fo 50/125 - OM4 - LSZH | 1 |  | RICHIEDERE | #VALUE!
ORCA - Universal loose tube double sheat
OC-CVF-114123-24 | ) |  | ORCA - Universal loose cable double sheat (unitube) - 24fo - 9/125 - OS2 - PE | 1 |  | RICHIEDERE | #VALUE!
OC-CVF-114122-24 | ) |  | ORCA - Universal loose cable double sheat (unitube) - 24fo - 62,5/125 - OM1 - PE | 1 |  | RICHIEDERE | #VALUE!
OC-CVF-114121-24 | ) |  | ORCA - Universal loose cable double sheat (unitube) - 24fo - 50/125 - OM2 - PE | 1 |  | RICHIEDERE | #VALUE!
OC-CVF-114124-24 | ) |  | ORCA - Universal loose cable double sheat (unitube) - 24fo - 50/125 - OM3 - PE | 1 |  | RICHIEDERE | #VALUE!
OC-CVF-114125-24 | ) |  | ORCA - Universal loose cable double sheat (unitube) - 24fo - 50/125 - OM4 - PE | 1 |  | RICHIEDERE | #VALUE!
OC-CVF-114123-48 | ) |  | ORCA - Universal loose cable double sheat (unitube) - 48fo - 9/125 - OS2 - PE | 1 |  | RICHIEDERE | #VALUE!
OC-CVF-114122-48 | ) |  | ORCA - Universal loose cable double sheat (unitube) - 48fo - 62,5/125 - OM1 - PE | 1 |  | RICHIEDERE | #VALUE!
OC-CVF-114121-48 | ) |  | ORCA - Universal loose cable double sheat (unitube) - 48fo - 50/125 - OM2 - PE | 1 |  | RICHIEDERE | #VALUE!
OC-CVF-114124-48 | ) |  | ORCA - Universal loose cable double sheat (unitube) - 48fo - 50/125 - OM3 - PE | 1 |  | RICHIEDERE | #VALUE!
OC-CVF-114125-48 | ) |  | ORCA - Universal loose cable double sheat (unitube) - 48fo - 50/125 - OM4 - PE | 1 |  | RICHIEDERE | #VALUE!
ORCA - Outdoor Fiber stranded tubeE
OC-CVF-113123-12 | ) |  | ORCA - Outdoor fiber stranded tube - 12fo - 9/125 - OS2 - PE | 1 |  | RICHIEDERE | #VALUE!
OC-CVF-113122-12 | ) |  | ORCA - Outdoor fiber stranded tube - 12fo - 62,5/125 - OM1 - PE | 1 |  | RICHIEDERE | #VALUE!
OC-CVF-113121-12 | ) |  | ORCA - Outdoor fiber stranded tube - 12fo - 50/125 - OM2 - PE | 1 |  | RICHIEDERE | #VALUE!
OC-CVF-113124-12 | ) |  | ORCA - Outdoor fiber stranded tube- 12fo - 50/125 - OM3 - PE | 1 |  | RICHIEDERE | #VALUE!
OC-CVF-113125-12 | ) |  | ORCA - Outdoor fiber stranded tube- 12fo - 50/125 - OM4 - PE | 1 |  | RICHIEDERE | #VALUE!
OC-CVF-113123-24 | ) |  | ORCA - Outdoor fiber stranded tube - 24fo - 9/125 - OS2 - PE | 1 |  | RICHIEDERE | #VALUE!
OC-CVF-113122-24 | ) |  | ORCA - Outdoor fiber stranded tube - 24fo - 62,5/125 - OM1 - PE | 1 |  | RICHIEDERE | #VALUE!
OC-CVF-113121-24 | ) |  | ORCA - Outdoor fiber stranded tube - 24fo - 50/125 - OM2 - PE | 1 |  | RICHIEDERE | #VALUE!
OC-CVF-113124-24 | ) |  | ORCA - Outdoor fiber stranded tube- 24fo - 50/125 - OM3 - PE | 1 |  | RICHIEDERE | #VALUE!
OC-CVF-113125-24 | ) |  | ORCA - Outdoor fiber stranded tube- 24fo - 50/125 - OM4 - PE | 1 |  | RICHIEDERE | #VALUE!
OC-CVF-113123-36 | ) |  | ORCA - Outdoor fiber stranded tube - 36fo - 9/125 - OS2 - PE | 1 |  | RICHIEDERE | #VALUE!
OC-CVF-113122-36 | ) |  | ORCA - Outdoor fiber stranded tube - 36fo - 62,5/125 - OM1 - PE | 1 |  | RICHIEDERE | #VALUE!
OC-CVF-113121-36 | ) |  | ORCA - Outdoor fiber stranded tube - 36fo - 50/125 - OM2 - PE | 1 |  | RICHIEDERE | #VALUE!
OC-CVF-113124-36 | ) |  | ORCA - Outdoor fiber stranded tube- 36fo - 50/125 - OM3 - PE | 1 |  | RICHIEDERE | #VALUE!
OC-CVF-113125-36 | ) |  | ORCA - Outdoor fiber stranded tube- 36fo - 50/125 - OM4 - PE | 1 |  | RICHIEDERE | #VALUE!
OC-CVF-113123-48 | ) |  | ORCA - Outdoor fiber stranded tube - 48fo - 9/125 - OS2 - PE | 1 |  | RICHIEDERE | #VALUE!
OC-CVF-113122-48 | ) |  | ORCA - Outdoor fiber stranded tube - 48fo - 62,5/125 - OM1 - PE | 1 |  | RICHIEDERE | #VALUE!
OC-CVF-113121-48 | ) |  | ORCA - Outdoor fiber stranded tube - 48fo - 50/125 - OM2 - PE | 1 |  | RICHIEDERE | #VALUE!
OC-CVF-113124-48 | ) |  | ORCA - Outdoor fiber stranded tube - 48fo - 50/125 - OM3 - PE | 1 |  | RICHIEDERE | #VALUE!
OC-CVF-113125-48 | ) |  | ORCA - Outdoor fiber stranded tube - 48fo - 50/125 - OM4 - PE | 1 |  | RICHIEDERE | #VALUE!
OC-CVF-113123-60 | ) |  | ORCA - Outdoor fiber stranded tube - 60fo - 9/125 - OS2 - PE | 1 |  | RICHIEDERE | #VALUE!
OC-CVF-113122-60 | ) |  | ORCA - Outdoor fiber stranded tube - 60fo - 62,5/125 - OM1 - PE | 1 |  | RICHIEDERE | #VALUE!
OC-CVF-113121-60 | ) |  | ORCA - Outdoor fiber stranded tube - 60fo - 50/125 - OM2 - PE | 1 |  | RICHIEDERE | #VALUE!
OC-CVF-113124-60 | ) |  | ORCA - Outdoor fiber stranded tube - 60fo - 50/125 - OM3 - PE | 1 |  | RICHIEDERE | #VALUE!
OC-CVF-113125-60 | ) |  | ORCA - Outdoor fiber stranded tube - 60fo - 50/125 - OM4 - PE | 1 |  | RICHIEDERE | #VALUE!
ORCA - FIRE SURVIVAL CABLE
OC-CVF-114113-04 | ) |  | ORCA - Fire Survival Cable 4fo 9/125 - OS2- LSZH | 1 |  | RICHIEDERE | #VALUE!
OC-CVF-114112-04 | ) |  | ORCA - Fire Survival Cable 4fo 62,5/125 - OM1 - LSZH | 1 |  | RICHIEDERE | #VALUE!
OC-CVF-114111-04 | ) |  | ORCA - Fire Survival Cable 4fo 50/125 - OM2 - LSZH | 1 |  | RICHIEDERE | #VALUE!
OC-CVF-114114-04 | ) |  | ORCA - Fire Survival Cable 4fo 50/125 - OM3 - LSZH | 1 |  | RICHIEDERE | #VALUE!
OC-CVF-114115-04 | ) |  | ORCA - Fire Survival Cable 4fo 50/125 - OM4 - LSZH | 1 |  | RICHIEDERE | #VALUE!
OC-CVF-114113-06 | ) |  | ORCA - Fire Survival Cable 6fo 9/125 - OS2- LSZH | 1 |  | RICHIEDERE | #VALUE!
OC-CVF-114112-06 | ) |  | ORCA - Fire Survival Cable 6fo 62,5/125 - OM1 - LSZH | 1 |  | RICHIEDERE | #VALUE!
OC-CVF-114111-06 | ) |  | ORCA - Fire Survival Cable 6fo 50/125 - OM2 - LSZH | 1 |  | RICHIEDERE | #VALUE!
OC-CVF-114114-06 | ) |  | ORCA - Fire Survival Cable 6fo 50/125 - OM3 - LSZH | 1 |  | RICHIEDERE | #VALUE!
OC-CVF-114115-06 | ) |  | ORCA - Fire Survival Cable 6fo 50/125 - OM4 - LSZH | 1 |  | RICHIEDERE | #VALUE!
OC-CVF-114113-08 | ) |  | ORCA - Fire Survival Cable 8fo 9/125 - OS2- LSZH | 1 |  | RICHIEDERE | #VALUE!
OC-CVF-114112-08 | ) |  | ORCA - Fire Survival Cable 8fo 62,5/125 - OM1 - LSZH | 1 |  | RICHIEDERE | #VALUE!
OC-CVF-114111-08 | ) |  | ORCA - Fire Survival Cable 8fo 50/125 - OM2 - LSZH | 1 |  | RICHIEDERE | #VALUE!
OC-CVF-114114-08 | ) |  | ORCA - Fire Survival Cable 8fo 50/125 - OM3 - LSZH | 1 |  | RICHIEDERE | #VALUE!
OC-CVF-114115-08 | ) |  | ORCA - Fire Survival Cable 8fo 50/125 - OM4 - LSZH | 1 |  | RICHIEDERE | #VALUE!
OC-CVF-114113-12 | ) |  | ORCA - Fire Survival Cable 12fo 9/125 - OS2- LSZH | 1 |  | RICHIEDERE | #VALUE!
OC-CVF-114112-12 | ) |  | ORCA - Fire Survival Cable 12fo 62,5/125 - OM1 - LSZH | 1 |  | RICHIEDERE | #VALUE!
OC-CVF-114111-12 | ) |  | ORCA - Fire Survival Cable 12fo 50/125 - OM2 - LSZH | 1 |  | RICHIEDERE | #VALUE!
OC-CVF-114114-12 | ) |  | ORCA - Fire Survival Cable 12fo 50/125 - OM3 - LSZH | 1 |  | RICHIEDERE | #VALUE!
OC-CVF-114115-12 | ) |  | ORCA - Fire Survival Cable 12fo 50/125 - OM4 - LSZH | 1 |  | RICHIEDERE | #VALUE!
OC-CVF-114113-16 | ) |  | ORCA - Fire Survival Cable 16fo 9/125 - OS2- LSZH | 1 |  | RICHIEDERE | #VALUE!
OC-CVF-114112-16 | ) |  | ORCA - Fire Survival Cable 16fo 62,5/125 - OM1 - LSZH | 1 |  | RICHIEDERE | #VALUE!
OC-CVF-114111-16 | ) |  | ORCA - Fire Survival Cable 16fo 50/125 - OM2 - LSZH | 1 |  | RICHIEDERE | #VALUE!
OC-CVF-114114-16 | ) |  | ORCA - Fire Survival Cable 16fo 50/125 - OM3 - LSZH | 1 |  | RICHIEDERE | #VALUE!
OC-CVF-114115-16 | ) |  | ORCA - Fire Survival Cable 16fo 50/125 - OM4 - LSZH | 1 |  | RICHIEDERE | #VALUE!
OC-CVF-114113-24 | ) |  | ORCA - Fire Survival Cable 24fo 9/125 - OS2- LSZH | 1 |  | RICHIEDERE | #VALUE!
OC-CVF-114112-24 | ) |  | ORCA - Fire Survival Cable 24fo 62,5/125 - OM1 - LSZH | 1 |  | RICHIEDERE | #VALUE!
OC-CVF-114111-24 | ) |  | ORCA - Fire Survival Cable 24fo 50/125 - OM2 - LSZH | 1 |  | RICHIEDERE | #VALUE!
OC-CVF-114114-24 | ) |  | ORCA - Fire Survival Cable 24fo 50/125 - OM3 - LSZH | 1 |  | RICHIEDERE | #VALUE!
OC-CVF-114115-24 | ) |  | ORCA - Fire Survival Cable 24fo 50/125 - OM4 - LSZH | 1 |  | RICHIEDERE | #VALUE!
ORCA - Cassetti ottici
OC-FPP-170310-00G | K |  | ORCA - Cassetto ottico scarico 24p LC DPX 1U con accessori plasticiv - colore GRIGIO | 1 |  | 29.86 | 29.86
OC-FPP-170510-00G | J |  | ORCA - Cassetto ottico scarico ST 24p 1U con accessori plastici - colore NERO | 1 |  | 31.91 | 31.91
OC-FPP-170510-00N | J |  | ORCA - Cassetto ottico scarico ST 24p 1U con accessori plastici - colore NERO | 1 |  | 43.45 | 43.45
OC-FPP-170510-06 | J |  | ORCA - Cassetto ottico ST 24p 1U con 6 bussole multimodali | 1 |  | 63.51 | 63.51
OC-FPP-170510-12 | J |  | ORCA - Cassetto ottico ST 24p 1U con 12 bussole multimodali | 1 |  | 66.47 | 66.47
OC-FPP-170510-24 | J |  | ORCA - Cassetto ottico ST 24p 1U con 24 bussole multimodali | 1 |  | 72.67 | 72.67
OC-FPP-170530-06 | J |  | ORCA - Cassetto ottico ST 24p 1U con 6 bussole monomodali | 1 |  | 61.77 | 61.77
OC-FPP-170530-12 | J |  | ORCA - Cassetto ottico ST 24p 1U con 12 bussole monomodali | 1 |  | 64.45 | 64.45
OC-FPP-170530-24 | J |  | ORCA - Cassetto ottico ST 24p 1U con 24 bussole monomodali | 1 |  | 71.97 | 71.97
OC-FPP-170110-00N | J |  | ORCA - Cassetto ottico scarico 24p SC DPX 1U con accessori plastici | 1 |  | 45.28 | 45.28
OC-FPP-170110-06 | J |  | ORCA - Cassetto ottico SC 24p DPX 1U con 6 bussole multimodali | 1 |  | 69.29 | 69.29
OC-FPP-170110-12 | J |  | ORCA - Cassetto ottico SC 24p DPX 1U con 12 bussole multimodali | 1 |  | 79.76 | 79.76
OC-FPP-170110-24 | J |  | ORCA - Cassetto ottico SC 24p DPX 1U con 24 bussole multimodali | 1 |  | 96.89 | 96.89
OC-FPP-170150-06 | J |  | ORCA - Cassetto ottico SC 24p DPX 1U con 6 bussole multimodali OM4 | 1 |  | 76.21 | 76.21
OC-FPP-170150-12 | J |  | ORCA - Cassetto ottico SC 24p DPX 1U con 12 bussole multimodali OM4 | 1 |  | 104.95 | 104.95
OC-FPP-170150-24 | J |  | ORCA - Cassetto ottico SC 24p DPX 1U con 24 bussole multimodali OM4 | 1 |  | 114.74 | 114.74
OC-FPP-170130-06 | J |  | ORCA - Cassetto ottico SC 24p DPX 1U con 6 bussole monomodali | 1 |  | 74.12 | 74.12
OC-FPP-170130-12 | J |  | ORCA - Cassetto ottico SC 24p DPX 1U con 12 bussole monomodali | 1 |  | 80.57 | 80.57
OC-FPP-170130-24 | J |  | ORCA - Cassetto ottico SC 24p DPX 1U con 24 bussole monomodali | 1 |  | 107.96 | 107.96
OC-FPP-170310-00N | J |  | ORCA - Cassetto ottico scarico 24p LC DPX 1U con accessori plastici | 1 |  | 45.28 | 45.28
OC-FPP-170310-06 | J |  | ORCA - Cassetto ottico LC 24p DPX 1U con 6 bussole multimodali | 1 |  | 76.21 | 76.21
OC-FPP-170310-12 | J |  | ORCA - Cassetto ottico LC 24p DPX 1U con 12 bussole multimodali | 1 |  | 99.7 | 99.7
OC-FPP-170310-24 | J |  | ORCA - Cassetto ottico LC 24p DPX 1U con 24 bussole multimodali | 1 |  | 136.26 | 136.26
OC-FPP-170311-12 | J |  | ORCA - Cassetto ottico LC 24p QPX 1U con 12 bussole multimodali | 1 |  | 161.9 | 161.9
OC-FPP-170311-24 | J |  | ORCA - Cassetto ottico LC 24p QPX 1U con 24 bussole multimodali | 1 |  | 245.03 | 245.03
OC-FPP-170151-06 | J |  | ORCA - Cassetto ottico LC 24p DPX 1U con 6 bussole multimodali OM4 | 1 |  | 72.51 | 72.51
OC-FPP-170151-12 | J |  | ORCA - Cassetto ottico LC 24p DPX 1U con 12 bussole multimodali OM4 | 1 |  | 105.83 | 105.83
OC-FPP-170151-24 | J |  | ORCA - Cassetto ottico LC 24p DPX 1U con 24 bussole multimodali OM4 | 1 |  | 113.83 | 113.83
OC-FPP-170330-06 | J |  | ORCA - Cassetto ottico LC 24p DPX 1U con 6 bussole monomodali | 1 |  | 76.17 | 76.17
OC-FPP-170330-12 | J |  | ORCA - Cassetto ottico LC 24p DPX 1U con 12 bussole monomodali | 1 |  | 90.23 | 90.23
OC-FPP-170330-24 | J |  | ORCA - Cassetto ottico LC 24p DPX 1U con 24 bussole monomodali | 1 |  | 136.96 | 136.96
OC-FPP-170331-12 | J |  | ORCA - Cassetto ottico LC 24p QPX 1U con 12 bussole monomodali | 1 |  | 182.9 | 182.9
OC-FPP-170331-24 | J |  | ORCA - Cassetto ottico LC 24p QPX 1U con 24 bussole monomodali | 1 |  | 312.19 | 312.19
OC-FPP-170110-02 | ) |  | ORCA - Adattatore per cassetto ottico da 19" a standard ETSI | 1 |  | 13.39 | 13.39
ORCA - Pannelli Ottici a Muro - Desk e barra DIN
OC-FPP-171000-24 | J |  | ORCA - Box a muro 24 SC SPX/LC DPX con accessori (beige) | 1 |  | 51.03 | 51.03
OC-FPP-171100-08 | J |  | ORCA - Terminal Box ottico 8 porte SC SPX / LC DPX scarico Avorio | 1 |  | 20.29 | 20.29
OC-FPP-171310-08 | J |  | ORCA - Terminal Box ottico 8 porte SC SPX Avorio (bussole MM) | 1 |  | 31.76 | 31.76
OC-FPP-171330-08 | ) |  | ORCA - Terminal Box ottico 8 porte SC SPX (bussole SM) | 1 |  | 32.22 | 32.22
OC-FPP-171100-06S-DIN | K |  | ORCA - Terminal Box ottico barra DIN 6 bussole SC DPX SM - precaricato - Grigio | 1 |  | 27.68 | 27.68
OC-FPP-171100-06O-DIN | K |  | ORCA - Terminal Box ottico barra DIN 6 bussole SC DPX OM4 - precaricato - Grigio | 1 |  | 29.59 | 29.59
OC-FPP-171100-08S-DIN | K |  | ORCA - Terminal Box ottico barra DIN 8 bussole SC SPX SM - precaricato - Grigio | 1 |  | 25.01 | 25.01
OC-FPP-171100-08O-DIN | K |  | ORCA - Terminal Box ottico barra DIN 8 bussole SC SPX OM4 - precaricato - Grigio | 1 |  | 31.2 | 31.2
OC-FPP-171100-06U-DIN | J |  | ORCA - Terminal Box ottico barra DIN 6 SC DPX unloaded, Grigio, viti per bussole e tappi in dotazione | 1 |  | 23.68 | 23.68
OC-FPP-171100-08U-DIN | J |  | ORCA - Terminal Box ottico barra DIN 8 SC SPX unloaded, Grigio, viti per bussole e tappi in dotazione | 1 |  | 24.13 | 24.13
ORCA - Connettori Ottici a resinare Multimodali
OC-FCE-130221-00 | J |  | ORCA - Connettore ST Multimodale con codolo 3.0mm/900um (moq. 10 pz) | 10 |  | 1.289 | 1.289
OC-FCE-130121-00 | J |  | ORCA - Connettore SC Simplex Multimodale con codolo 3.0mm/900um (moq. 10 pz) | 10 |  | 1.289 | 1.289
OC-FCE-130121-05 | J |  | ORCA - Clips per unire due ORCA - Connettori SC colore beige (moq. 10 pz) | 10 |  | 0.3042 | 0.3042
OC-FCE-130321-01 | J |  | ORCA - Connettore LC SPX Multimodale con codolo 3.0mm (moq. 10 pz) | 10 |  | 2.1311 | 2.1311
OC-FCE-130311-01 | J |  | ORCA - Connettore LC DPX Multimodale con codolo 3.0mm e clip (moq. 10 pz) | 10 |  | 4.4743 | 4.4743
OC-FCE-130321-02 | J |  | ORCA - Connettore LC SPX Multimodale con codolo 900um (moq. 10 pz) | 10 |  | 2.2523 | 2.2523
ORCA - Connettori Ottici a resinare Monomodali
OC-FCE-130223-00 | J |  | ORCA - Connettore ST Monomodale con codolo 3.0mm (moq. 10 pz) | 10 |  | 2.13 | 2.13
OC-FCE-130123-00 | J |  | ORCA - Connettore SC SPX Monomodale con codolo 2.8mm/900um (moq. 10 pz) | 10 |  | 2.51 | 2.51
OC-FCE-130123-05 | J |  | ORCA - Clips per unire due ORCA - Connettori SC colore blu (moq. 10 pz) | 10 |  | 0.3045 | 0.3045
OC-FCE-130323-01 | J |  | ORCA - Connettore LC SPX Monomodale con codolo 3,0mm (moq. 10 pz) | 10 |  | 3.1473 | 3.1473
OC-FCE-130313-01 | J |  | ORCA - Connettore LC DPX Monomodale con codolo 3.0mm e clip (moq. 10 pz) | 10 |  | 5.3679 | 5.3679
OC-FCE-130323-02 | J |  | ORCA - Connettore LC SPX Monomodale con codolo 900um (moq. 10 pz) | 10 |  | 2.4543 | 2.4543
SOC - micro connettori per giuntatrice
OC-ACC-SOC-LCOS2-02 | ) |  | ORCA - SOC LC OS2 G657.A1 codolo 0,9 mm per giuntatrice FiberFox (moq. 10 pz) | 10 | NEW | 4.97 | 4.97
OC-ACC-SOC-SCOS2-01 | ) |  | ORCA - SOC SC OS2 G657.A1 codolo flessibile 2 mm per giuntatrice FiberFox (moq. 10 pz) | 10 | NEW | 4.14 | 4.14
OC-ACC-SOC-SCOS2-02 | ) |  | ORCA - SOC SC OS2 G657.A1 codolo 0,9 mm per giuntatrice FiberFox (moq. 10 pz) | 10 | NEW | 4.14 | 4.14
OC-ACC-SOC-STOS2-02 | ) |  | ORCA - SOC ST OS2 G657.A1 codolo 0,9 mm per giuntatrice FiberFox (moq. 10 pz) | 10 | NEW | 5.24 | 5.24
OC-ACC-SOC-SCAPC-01 | ) |  | ORCA - SOC SC/APC OS2 G657.A1 codolo flessibile 2 mm per giuntatrice FiberFox (moq. 10 pz) | 10 | NEW | 4.42 | 4.42
OC-ACC-SOC-SCAPC-02 | ) |  | ORCA - SOC SC/APC OS2 G657.A1 codolo 0,9 mm per giuntatrice FiberFox (moq. 10 pz) | 10 | NEW | 4.42 | 4.42
OC-ACC-SOC-LCOM3-01 | ) |  | ORCA - SOC LC OM2/3 codolo flessibile 2 mm per giuntatrice FiberFox (moq. 10 pz) | 10 | NEW | 5.24 | 5.24
OC-ACC-SOC-LCOM3-02 | ) |  | ORCA - SOC LC OM2/3 codolo 0,9 mm per giuntatrice FiberFox (moq. 10 pz) | 10 | NEW | 5.24 | 5.24
OC-ACC-SOC-SCOM3-01 | ) |  | ORCA - SOC SC OM2/3 codolo flessibile 2 mm per giuntatrice FiberFox (moq. 10 pz) | 10 | NEW | 4.42 | 4.42
OC-ACC-SOC-SCOM3-02 | ) |  | ORCA - SOC SC OM2/3 codolo 0,9 mm per giuntatrice FiberFox (moq. 10 pz) | 10 | NEW | 4.42 | 4.42
OC-ACC-SOC-FCOM3-01 | ) |  | ORCA - SOC FC OM2/3 codolo flessibile 2 mm per giuntatrice FiberFox (moq. 10 pz) | 10 | NEW | 5.52 | 5.52
OC-ACC-SOC-FCOM3-02 | ) |  | ORCA - SOC FC OM2/3 codolo 0,9 mm per giuntatrice FiberFox (moq. 10 pz) | 10 | NEW | 5.52 | 5.52
OC-ACC-SOC-LCOM4-02 | ) |  | ORCA - SOC LC OM4 codolo 0,9 mm per giuntatrice FiberFox (moq. 10 pz) | 10 | NEW | 5.52 | 5.52
OC-ACC-SOC-SCOM4-01 | ) |  | ORCA - SOC SC OM4 codolo flessibile 2 mm per giuntatrice FiberFox (moq. 10 pz) | 10 | NEW | 4.69 | 4.69
OC-ACC-SOC-SCOM4-02 | ) |  | ORCA - SOC SC OM4 codolo 0,9 mm per giuntatrice FiberFox (moq. 10 pz) | 10 | NEW | 4.69 | 4.69
OC-ACC-SOC-FCOM4-01 | ) |  | ORCA - SOC FC OM4 codolo flessibile 2 mm per giuntatrice FiberFox (moq. 10 pz) | 10 | NEW | 5.8 | 5.8
OC-ACC-SOC-FCOM4-02 | ) |  | ORCA - SOC FC OM4 codolo 0,9 mm per giuntatrice FiberFox (moq. 10 pz) | 10 | NEW | 5.8 | 5.8
OC-ACC-SOC-STOM4-01 | ) |  | ORCA - SOC ST OM4 codolo flessibile 2 mm per giuntatrice FiberFox (moq. 10 pz) | 10 | NEW | 5.8 | 5.8
OC-ACC-SOC-STOM4-02 | ) |  | ORCA - SOC ST OM4 codolo 0,9 mm per giuntatrice FiberFox (moq. 10 pz) | 10 | NEW | 5.8 | 5.8
ORCA - Connettori prelappati Fast Connector
OC-FCE-131111-00 | J |  | ORCA - FAOC - Connettore pre-lappato SC Multimodale 62,5/125 - 3.0mm (moq. 10 pz) | 10 |  | 4.7 | 4.7
OC-FCE-131115-00 | J |  | ORCA - FAOC - Connettore pre-lappato SC Monomodale 9/125 - 250/900 (moq. 10 pz) | 10 |  | 4.7 | 4.7
OC-FCE-131115-03 | J |  | ORCA - FAOC - Connettore pre-lappato SC Multimodale 62,5/125 - 250/900 (moq. 10 pz) | 10 |  | 4.7 | 4.7
OC-FCE-131115-01 | J |  | ORCA - FAOC - Connettore pre-lappato SC Multimodale 50/125 - 250/900 (moq. 10 pz) | 10 |  | 4.7 | 4.7
OC-FCE-131115-02 | J |  | ORCA - FAOC - Connettore pre-lappato SC Multimodale 50/125 OM3 - 250/900 (moq. 10 pz) | 10 |  | 4.7 | 4.7
OC-FCE-131115-04 | J |  | ORCA - FAOC - Connettore pre-lappato SC Multimodale 50/125 OM4 - 250/900 (moq. 10 pz) | 10 |  | 4.7 | 4.7
OC-FCE-131311-02 | J |  | ORCA - FAOC - Connettore pre-lappato LC Multimodale 62,5/125 - 2.0mm (moq. 10 pz) | 10 |  | 9.83 | 9.83
OC-FCE-131311-03 | J |  | ORCA - FAOC - Connettore pre-lappato LC Multimodale 50/125 - 2.0mm (moq. 10 pz) | 10 |  | 9.83 | 9.83
OC-FCE-131313-02 | J |  | ORCA - FAOC - Connettore pre-lappato LC Monomodale 9/125 - 2.0mm (moq. 10 pz) | 10 |  | 9.83 | 9.83
OC-FCE-131116-00 | J |  | ORCA - FAOC - Connettore pre-lappato LC Monomodale 9/125 - 250/900 (moq. 10 pz) | 10 |  | 9.83 | 9.83
OC-FCE-131116-03 | J |  | ORCA - FAOC - Connettore pre-lappato LC Multimodale 62,5/125 - 250/900 (moq. 10 pz) | 10 |  | 9.83 | 9.83
OC-FCE-131116-01 | J |  | ORCA - FAOC - Connettore pre-lappato LC Multimodale 50/125 - 250/900 (moq. 10 pz) | 10 |  | 9.83 | 9.83
OC-FCE-131116-02 | J |  | ORCA - FAOC - Connettore pre-lappato LC Multimodale 50/125 OM3 - 250/900 (moq. 10 pz) | 10 |  | 9.83 | 9.83
OC-FCE-131116-04 | J |  | ORCA - FAOC - Connettore pre-lappato LC Multimodale 50/125 OM4 - 250/900 (moq. 10 pz) | 10 |  | 9.83 | 9.83
ORCA - Bussole
OC-FAD-140221-00 | J |  | ORCA - Bussola ST SPX Multimodale, sleeve bronzo fosf, corpo met. (moq. 10 pz) | 10 |  | 1.3 | 1.3
OC-FAD-140121-00 | J |  | ORCA - Bussola SC SPX Multimodale, ferula ceramica, corpo plast. (moq. 10 pz) | 10 |  | 0.7 | 0.7
OC-FAD-140111-00 | J |  | ORCA - Bussola SC DPX Multimodale, ferula ceramica, corpo plast (moq. 10 pz) | 10 |  | 1.28 | 1.28
OC-FAD-140111-04 | J |  | ORCA - Bussola SC DPX OM3/4 AQUA, ferula ceramica, corpo plast (moq. 10 pz) | 10 |  | 1.35 | 1.35
OC-FAD-140211-00 | ) |  | ORCA - Bussola ST DPX Multimodale, ferula ceramica, corpo plast. (moq. 10 pz) | 10 |  | 3.9 | 3.9
OC-FAD-142111-00 | ) |  | ORCA - Bussola ST-SC SPX Multimodale, ferula ceramica, corpo plast. (moq. 10 pz) | 10 |  | 4.36 | 4.36
OC-FAD-143321-00 | ) |  | ORCA - Bussola LC SPX Multimodale, ferula ceramica, corpo plast. (moq. 10 pz) | 10 |  | 3.27 | 3.27
OC-FAD-140311-00 | J |  | ORCA - Bussola LC DPX Multimodale, ferula ceramica, corpo plast. (moq. 10 pz) | 10 |  | 2.64 | 2.64
OC-FAD-140311-04 | J |  | ORCA - Bussola LC DPX OM3/4 AQUA, ferula ceramica, corpo plast (moq. 10 pz) | 10 |  | 2.64 | 2.64
OC-FAD-140331-00 | J |  | ORCA - Bussola LC 4 posizioni MM, ferula ceramica, corpo plast. (moq. 4 pz) | 4 |  | 3.79 | 3.79
OC-FAD-140411-00 | ) |  | ORCA - Bussola MT DPX Multimod, ferula ceramica, corpo plast. (moq. 10 pz) | 10 |  | 3.25 | 3.25
OC-FAD-140521-00 | ) |  | ORCA - Bussola FC Multimodale, sleeve bronzo fosf, corpo met. (moq. 10 pz) | 10 |  | 1.82 | 1.82
OC-FAD-140223-00 | ) |  | ORCA - Bussola ST SPX Monomodale, sleeve bronzo, corpo met. (moq. 10 pz) | 10 |  | 1.31 | 1.31
OC-FAD-140213-00 | ) |  | ORCA - Bussola ST DPX Monomodale, ferula ceramica, corpo met. (moq. 10 pz) | 10 |  | 2.72 | 2.72
OC-FAD-140123-00 | J |  | ORCA - Bussola SC SPX Monomodale, ferula ceramica, corpo plast. (moq. 10 pz) | 10 |  | 0.86 | 0.86
OC-FAD-140113-00 | J |  | ORCA - Bussola SC DPX Monomodale, ferula ceramica,corpo plast. (moq. 10 pz) | 10 |  | 1.37 | 1.37
OC-FAD-142113-00 | ) |  | ORCA - Bussola ST-SC DPX Monomod, ferula ceramica, corpo plast. (moq. 10 pz) | 10 |  | 4.43 | 4.43
OC-FAD-140323-00 | ) |  | ORCA - Bussola LC SPX Monomodale, ferula ceramica, corpo plast. (moq. 10 pz) | 10 |  | 2.51 | 2.51
OC-FAD-140313-00 | J |  | ORCA - Bussola LC DPX Monomodale, ferula ceramica, corpo plast. (moq. 10 pz) | 10 |  | 2.28 | 2.28
OC-FAD-140333-00 | J |  | ORCA - Bussola LC 4 posizioni SM, ferula ceramica, corpo plast. (moq. 4 pz) | 4 |  | 5.73 | 5.73
OC-FAD-140413-00 | ) |  | ORCA - Bussola MT DPX Monomodale, ferula ceramica, corpo plast. (moq. 10 pz) | 10 |  | 3.14 | 3.14
OC-FAD-140523-00 | ) |  | ORCA - Bussola FC Monomodale, ferula ceramica, corpo metallico (moq. 10 pz) | 10 |  | 1.76 | 1.76
ORCA - Attenuatori
OC-FAD-150213-50 | ) |  | ORCA - Attenuatore Monomodale 30dB di tipo ST | 1 |  | 19.32 | 19.32
OC-FAD-150113-50 | ) |  | ORCA - Attenuatore Monomodale 30dB di tipo SC | 1 |  | 18.16 | 18.16
OC-FAD-150313-50 | ) |  | ORCA - Attenuatore Monomodale 30dB di tipo LC | 1 |  | 19.92 | 19.92
OC-FAD-150513-50 | ) |  | ORCA - Attenuatore Monomodale 30dB di tipo FC | 1 |  | 19.38 | 19.38
OC-FAD-150613-50 | ) |  | ORCA - Attenuatore Monomodale 30dB di tipo SC APC | 1 |  | 18.79 | 18.79
OC-FAD-150713-50 | ) |  | ORCA - Attenuatore Monomodale 30dB di tipo FC APC | 1 |  | 18.79 | 18.79
ORCA - Bretelle in Fibra ottica SC-SC Duplex
OC-FPS-121111-01 | J |  | ORCA - Bretella ottica SC-SC DPX LSZH 50/125um OM2 L. 1 mt Arancio | 1 |  | 6.699 | 6.699
OC-FPS-121111-02 | J |  | ORCA - Bretella ottica SC-SC DPX LSZH 50/125um OM2 L. 2 mt Arancio | 1 |  | 7.7647 | 7.7647
OC-FPS-121111-03 | J |  | ORCA - Bretella ottica SC-SC DPX LSZH 50/125um OM2 L. 3 mt Arancio | 1 |  | 7.917 | 7.917
OC-FPS-121111-05 | J |  | ORCA - Bretella ottica SC-SC DPX LSZH 50/125um OM2 L. 5 mt Arancio | 1 |  | 9.815 | 9.815
OC-FPS-121111-10 | J |  | ORCA - Bretella ottica SC-SC DPX LSZH 50/125um OM2 L. 10 mt Arancio | 1 |  | 14.0882 | 14.0882
OC-FPS-121114-01 | J |  | ORCA - Bretella ottica SC-SC DPX LSZH 50/125um OM3 L. 1 mt Acqua | 1 |  | 7.9474 | 7.9474
OC-FPS-121114-02 | J |  | ORCA - Bretella ottica SC-SC DPX LSZH 50/125um OM3 L. 2 mt Acqua | 1 |  | 8.5666 | 8.5666
OC-FPS-121114-03 | J |  | ORCA - Bretella ottica SC-SC DPX LSZH 50/125um OM3 L. 3 mt Acqua | 1 |  | 10.0383 | 10.0383
OC-FPS-121114-05 | J |  | ORCA - Bretella ottica SC-SC DPX LSZH 50/125um OM3 L. 5 mt Acqua | 1 |  | 10.6778 | 10.6778
OC-FPS-121114-10 | J |  | ORCA - Bretella ottica SC-SC DPX LSZH 50/125um OM3 L. 10 mt Acqua | 1 |  | 15.9862 | 15.9862
OC-FPS-121115-01 | J |  | ORCA - Bretella ottica SC-SC DPX LSZH 50/125um OM4 L. 1 mt Acqua | 1 |  | 8.7188 | 8.7188
OC-FPS-121115-02 | J |  | ORCA - Bretella ottica SC-SC DPX LSZH 50/125um OM4 L. 2 mt Acqua | 1 |  | 9.3482 | 9.3482
OC-FPS-121115-03 | J |  | ORCA - Bretella ottica SC-SC DPX LSZH 50/125um OM4 L. 3 mt Acqua | 1 |  | 10.2921 | 10.2921
OC-FPS-121115-05 | J |  | ORCA - Bretella ottica SC-SC DPX LSZH 50/125um OM4 L. 5 mt Acqua | 1 |  | 12.0582 | 12.0582
OC-FPS-121115-10 | J |  | ORCA - Bretella ottica SC-SC DPX LSZH 50/125um OM4 L. 10 mt Acqua | 1 |  | 19.5387 | 19.5387
OC-FPS-121112-01 | J |  | ORCA - Bretella ottica SC-SC DPX LSZH 62,5/125um OM1 L. 1 mt Grigio | 1 |  | 7.0644 | 7.0644
OC-FPS-121112-02 | J |  | ORCA - Bretella ottica SC-SC DPX LSZH 62,5/125um OM1 L. 2 mt Grigio | 1 |  | 7.0847 | 7.0847
OC-FPS-121112-03 | J |  | ORCA - Bretella ottica SC-SC DPX LSZH 62,5/125um OM1 L. 3 mt Grigio | 1 |  | 8.12 | 8.12
OC-FPS-121112-05 | J |  | ORCA - Bretella ottica SC-SC DPX LSZH 62,5/125um OM1 L. 5 mt Grigio | 1 |  | 9.6628 | 9.6628
OC-FPS-121112-10 | J |  | ORCA - Bretella ottica SC-SC DPX LSZH 62,5/125um OM1 L. 10 mt Grigio | 1 |  | 12.7687 | 12.7687
OC-FPS-121113-01 | J |  | ORCA - Bretella ottica SC-SC DPX LSZH 9/125um OS2 L. 1 mt Giallo | 1 |  | 7.3689 | 7.3689
OC-FPS-121113-02 | J |  | ORCA - Bretella ottica SC-SC DPX LSZH 9/125um OS2 L. 2 mt Giallo | 1 |  | 7.9576 | 7.9576
OC-FPS-121113-03 | J |  | ORCA - Bretella ottica SC-SC DPX LSZH 9/125um OS2 L. 3 mt Giallo | 1 |  | 9.1147 | 9.1147
OC-FPS-121113-05 | J |  | ORCA - Bretella ottica SC-SC DPX LSZH 9/125um OS2 L. 5 mt Giallo | 1 |  | 10.6778 | 10.6778
OC-FPS-121113-10 | J |  | ORCA - Bretella ottica SC-SC DPX LSZH 9/125um OS2 L. 10 mt Giallo | 1 |  | 12.9311 | 12.9311
ORCA - Bretelle in Fibra ottica ST-ST Duplex
OC-FPS-122211-01 | J |  | ORCA - Bretella ottica ST-ST DPX LSZH 50/125um OM2 L. 1 mt Arancio | 1 |  | 7.1354 | 7.1354
OC-FPS-122211-02 | J |  | ORCA - Bretella ottica ST-ST DPX LSZH 50/125um OM2 L. 2 mt Arancio | 1 |  | 7.6125 | 7.6125
OC-FPS-122211-03 | J |  | ORCA - Bretella ottica ST-ST DPX LSZH 50/125um OM2 L. 3 mt Arancio | 1 |  | 8.2621 | 8.2621
OC-FPS-122211-05 | J |  | ORCA - Bretella ottica ST-ST DPX LSZH 50/125um OM2 L. 5 mt Arancio | 1 |  | 10.1906 | 10.1906
OC-FPS-122211-10 | J |  | ORCA - Bretella ottica ST-ST DPX LSZH 50/125um OM2 L. 10 mt Arancio | 1 |  | 14.9712 | 14.9712
OC-FPS-122214-01 | J |  | ORCA - Bretella ottica ST-ST DPX LSZH 50/125um OM3 L. 1 mt Aqua | 1 |  | 8.4448 | 8.4448
OC-FPS-122214-02 | J |  | ORCA - Bretella ottica ST-ST DPX LSZH 50/125um OM3 L. 2 mt Aqua | 1 |  | 10.0383 | 10.0383
OC-FPS-122214-03 | J |  | ORCA - Bretella ottica ST-ST DPX LSZH 50/125um OM3 L. 3 mt Aqua | 1 |  | 10.7285 | 10.7285
OC-FPS-122214-05 | J |  | ORCA - Bretella ottica ST-ST DPX LSZH 50/125um OM3 L. 5 mt Aqua | 1 |  | 13.7634 | 13.7634
OC-FPS-122214-10 | J |  | ORCA - Bretella ottica ST-ST DPX LSZH 50/125um OM3 L. 10 mt Aqua | 1 |  | 18.544 | 18.544
OC-FPS-122212-01 | J |  | ORCA - Bretella ottica ST-ST DPX LSZH 62,5/125um OM1 L. 1 mt Grigio | 1 |  | 6.567 | 6.567
OC-FPS-122212-02 | J |  | ORCA - Bretella ottica ST-ST DPX LSZH 62,5/125um OM1 L. 2 mt Grigio | 1 |  | 7.0847 | 7.0847
OC-FPS-122212-03 | J |  | ORCA - Bretella ottica ST-ST DPX LSZH 62,5/125um OM1 L. 3 mt Grigio | 1 |  | 8.12 | 8.12
OC-FPS-122212-05 | J |  | ORCA - Bretella ottica ST-ST DPX LSZH 62,5/125um OM1 L. 5 mt Grigio | 1 |  | 10.1906 | 10.1906
OC-FPS-122212-10 | J |  | ORCA - Bretella ottica ST-ST DPX LSZH 62,5/125um OM1 L. 10 mt Grigio | 1 |  | 13.6213 | 13.6213
OC-FPS-122213-01 | J |  | ORCA - Bretella ottica ST-ST DPX LSZH 9/125um OS2 L. 1 mt Giallo | 1 |  | 8.0185 | 8.0185
OC-FPS-122213-02 | J |  | ORCA - Bretella ottica ST-ST DPX LSZH 9/125um OS2 L. 2 mt Giallo | 1 |  | 9.5004 | 9.5004
OC-FPS-122213-03 | J |  | ORCA - Bretella ottica ST-ST DPX LSZH 9/125um OS2 L. 3 mt Giallo | 1 |  | 9.8861 | 9.8861
OC-FPS-122213-05 | J |  | ORCA - Bretella ottica ST-ST DPX LSZH 9/125um OS2 L. 5 mt Giallo | 1 |  | 10.1906 | 10.1906
OC-FPS-122213-10 | J |  | ORCA - Bretella ottica ST-ST DPX LSZH 9/125um OS2 L. 10 mt Giallo | 1 |  | 13.6213 | 13.6213
ORCA - Bretelle in Fibra ottica SC-ST Duplex
OC-FPS-121211-01 | J |  | ORCA - Bretella ottica SC-ST DPX LSZH 50/125um OM2 L. 1 mt Arancio | 1 |  | 7.511 | 7.511
OC-FPS-121211-02 | J |  | ORCA - Bretella ottica SC-ST DPX LSZH 50/125um OM2 L. 2 mt Arancio | 1 |  | 8.3128 | 8.3128
OC-FPS-121211-03 | J |  | ORCA - Bretella ottica SC-ST DPX LSZH 50/125um OM2 L. 3 mt Arancio | 1 |  | 8.729 | 8.729
OC-FPS-121211-05 | J |  | ORCA - Bretella ottica SC-ST DPX LSZH 50/125um OM2 L. 5 mt Arancio | 1 |  | 9.6628 | 9.6628
OC-FPS-121211-10 | J |  | ORCA - Bretella ottica SC-ST DPX LSZH 50/125um OM2 L. 10 mt Arancio | 1 |  | 13.6213 | 13.6213
OC-FPS-121214-01 | J |  | ORCA - Bretella ottica SC-ST DPX LSZH 50/125um OM3 L. 1 mt Aqua | 1 |  | 8.9218 | 8.9218
OC-FPS-121214-02 | J |  | ORCA - Bretella ottica SC-ST DPX LSZH 50/125um OM3 L. 2 mt Aqua | 1 |  | 10.221 | 10.221
OC-FPS-121214-03 | J |  | ORCA - Bretella ottica SC-ST DPX LSZH 50/125um OM3 L. 3 mt Aqua | 1 |  | 10.7285 | 10.7285
OC-FPS-121214-05 | J |  | ORCA - Bretella ottica SC-ST DPX LSZH 50/125um OM3 L. 5 mt Aqua | 1 |  | 12.3932 | 12.3932
OC-FPS-121214-10 | J |  | ORCA - Bretella ottica SC-ST DPX LSZH 50/125um OM3 L. 10 mt Aqua | 1 |  | 18.544 | 18.544
OC-FPS-121212-01 | J |  | ORCA - Bretella ottica SC-ST DPX LSZH 62,5/125um OM1 L. 1 mt Grigio | 1 |  | 7.2166 | 7.2166
OC-FPS-121212-02 | J |  | ORCA - Bretella ottica SC-ST DPX LSZH 62,5/125um OM1 L. 2 mt Grigio | 1 |  | 8.4346 | 8.4346
OC-FPS-121212-03 | J |  | ORCA - Bretella ottica SC-ST DPX LSZH 62,5/125um OM1 L. 3 mt Grigio | 1 |  | 9.815 | 9.815
OC-FPS-121212-05 | J |  | ORCA - Bretella ottica SC-ST DPX LSZH 62,5/125um OM1 L. 5 mt Grigio | 1 |  | 10.1906 | 10.1906
OC-FPS-121212-10 | J |  | ORCA - Bretella ottica SC-ST DPX LSZH 62,5/125um OM1 L. 10 mt Grigio | 1 |  | 14.8596 | 14.8596
OC-FPS-121213-01 | J |  | ORCA - Bretella ottica SC-ST DPX LSZH 9/125um OS2 L. 1 mt Giallo | 1 |  | 8.2012 | 8.2012
OC-FPS-121213-02 | J |  | ORCA - Bretella ottica SC-ST DPX LSZH 9/125um OS2 L. 2 mt Giallo | 1 |  | 8.5463 | 8.5463
OC-FPS-121213-03 | J |  | ORCA - Bretella ottica SC-ST DPX LSZH 9/125um OS2 L. 3 mt Giallo | 1 |  | 9.5613 | 9.5613
OC-FPS-121213-05 | J |  | ORCA - Bretella ottica SC-ST DPX LSZH 9/125um OS2 L. 5 mt Giallo | 1 |  | 10.1906 | 10.1906
OC-FPS-121213-10 | J |  | ORCA - Bretella ottica SC-ST DPX LSZH 9/125um OS2 L. 10 mt Giallo | 1 |  | 13.6213 | 13.6213
ORCA - Lunghezze fuori standard
OC-FPS-AF-FPS-MM | ) |  | ORCA - Bretella ottica SC/ST DPX LSZH MM L. 1 mt | 1 |  | 12.03 | 12.03
OC-FPS-AF-FPS-SM | ) |  | ORCA - Bretella ottica SC/ST DPX LSZH SM L. 1 mt | 1 |  | 11.5 | 11.5
OC-FPL-AF-FPL-MM | ) |  | ORCA - Bretella ottica LC/SC/ST DPX LSZH MM L. 1 mt | 1 |  | 14.17 | 14.17
OC-FPL-AF-FPL-SM | ) |  | ORCA - Bretella ottica LC/SC/ST DPX LSZH SM L. 1 mt | 1 |  | 13.1 | 13.1
OC-FPS-TEF-FSTD-MM | ) |  | ORCA - Metro aggiuntivo bretelle fuori standard Multimodale (-X = lungh.) | 1 |  | 0.8 | 0.8
OC-FPS-TEF-FSTD-M3 | ) |  | ORCA - Metro aggiuntivo bretelle fuori standard Multimodale OM3 (-X = lungh.) | 1 |  | 1.2 | 1.2
OC-FPS-TEF-FSTD-SM | ) |  | ORCA - Metro aggiuntivo bretelle fuori standard Monomodale (-X = lungh.) | 1 |  | 0.52 | 0.52
ORCA - Bretelle in Fibra ottica MT-RJ Duplex
OC-FPM-124411-01 | ) |  | ORCA - Bretella ottica MT-MT DPX LSZH 50/125um OM2 L. 1 mt | 1 |  | 10.14 | 10.14
OC-FPM-124411-02 | ) |  | ORCA - Bretella ottica MT-MT DPX LSZH 50/125um OM2 L. 2 mt | 1 |  | 10.68 | 10.68
OC-FPM-124411-03 | ) |  | ORCA - Bretella ottica MT-MT DPX LSZH 50/125um OM2 L. 3 mt | 1 |  | 11.22 | 11.22
OC-FPM-124411-05 | ) |  | ORCA - Bretella ottica MT-MT DPX LSZH 50/125um OM2 L. 5 mt | 1 |  | 12.3 | 12.3
OC-FPM-124413-01 | ) |  | ORCA - Bretella ottica MT-MT DPX LSZH 09/125um OS2 L. 1 mt | 1 |  | 14.63 | 14.63
OC-FPM-124413-02 | ) |  | ORCA - Bretella ottica MT-MT DPX LSZH 09/125um OS2 L. 2 mt | 1 |  | 15.03 | 15.03
OC-FPM-124413-03 | ) |  | ORCA - Bretella ottica MT-MT DPX LSZH 09/125um OS2 L. 3 mt | 1 |  | 15.44 | 15.44
OC-FPM-124413-05 | ) |  | ORCA - Bretella ottica MT-MT DPX LSZH 09/125um OS2 L. 5 mt | 1 |  | 16.25 | 16.25
OC-FPM-124211-01 | ) |  | ORCA - Bretella ottica MT-ST DPX LSZH 50/125um OM2 L. 1 mt | 1 |  | 10.36 | 10.36
OC-FPM-124211-02 | ) |  | ORCA - Bretella ottica MT-ST DPX LSZH 50/125um OM2 L. 2 mt | 1 |  | 10.9 | 10.9
OC-FPM-124211-03 | ) |  | ORCA - Bretella ottica MT-ST DPX LSZH 50/125um OM2 L. 3 mt | 1 |  | 11.44 | 11.44
OC-FPM-124211-05 | ) |  | ORCA - Bretella ottica MT-ST DPX LSZH 50/125um OM2 L. 5 mt | 1 |  | 12.52 | 12.52
OC-FPM-124213-01 | ) |  | ORCA - Bretella ottica MT-ST DPX LSZH 09/125um OS2 L. 1 mt | 1 |  | 12.87 | 12.87
OC-FPM-124213-02 | ) |  | ORCA - Bretella ottica MT-ST DPX LSZH 09/125um OS2 L. 2 mt | 1 |  | 13.28 | 13.28
OC-FPM-124213-03 | ) |  | ORCA - Bretella ottica MT-ST DPX LSZH 09/125um OS2 L. 3 mt | 1 |  | 13.68 | 13.68
OC-FPM-124213-05 | ) |  | ORCA - Bretella ottica MT-ST DPX LSZH 09/125um OS2 L. 5 mt | 1 |  | 14.49 | 14.49
OC-FPM-124111-01 | ) |  | ORCA - Bretella ottica MT-SC DPX LSZH 50/125um OM2 L. 1 mt | 1 |  | 9.14 | 9.14
OC-FPM-124111-02 | ) |  | ORCA - Bretella ottica MT-SC DPX LSZH 50/125um OM2 L. 2 mt | 1 |  | 9.68 | 9.68
OC-FPM-124111-03 | ) |  | ORCA - Bretella ottica MT-SC DPX LSZH 50/125um OM2 L. 3 mt | 1 |  | 10.22 | 10.22
OC-FPM-124111-05 | ) |  | ORCA - Bretella ottica MT-SC DPX LSZH 50/125um OM2 L. 5 mt | 1 |  | 11.3 | 11.3
OC-FPM-124113-01 | ) |  | ORCA - Bretella ottica MT-SC DPX LSZH 09/125um OS2 L. 1 mt | 1 |  | 12.87 | 12.87
OC-FPM-124113-02 | ) |  | ORCA - Bretella ottica MT-SC DPX LSZH 09/125um OS2 L. 2 mt | 1 |  | 13.28 | 13.28
OC-FPM-124113-03 | ) |  | ORCA - Bretella ottica MT-SC DPX LSZH 09/125um OS2 L. 3 mt | 1 |  | 13.68 | 13.68
OC-FPM-124113-05 | ) |  | ORCA - Bretella ottica MT-SC DPX LSZH 09/125um OS2 L. 5 mt | 1 |  | 14.49 | 14.49
OC-FPM-124311-01 | ) |  | ORCA - Bretella ottica MT-LC DPX LSZH 50/125um OM2 L. 1 mt | 1 |  | 10.65 | 10.65
OC-FPM-124311-02 | ) |  | ORCA - Bretella ottica MT-LC DPX LSZH 50/125um OM2 L. 2 mt | 1 |  | 11.19 | 11.19
OC-FPM-124311-03 | ) |  | ORCA - Bretella ottica MT-LC DPX LSZH 50/125um OM2 L. 3 mt | 1 |  | 11.74 | 11.74
OC-FPM-124311-05 | ) |  | ORCA - Bretella ottica MT-LC DPX LSZH 50/125um OM2 L. 5 mt | 1 |  | 12.82 | 12.82
OC-FPM-124313-01 | ) |  | ORCA - Bretella ottica MT-LC DPX LSZH 09/125um OS2 L. 1 mt | 1 |  | 13.17 | 13.17
OC-FPM-124313-02 | ) |  | ORCA - Bretella ottica MT-LC DPX LSZH 09/125um OS2 L. 2 mt | 1 |  | 13.57 | 13.57
OC-FPM-124313-03 | ) |  | ORCA - Bretella ottica MT-LC DPX LSZH 09/125um OS2 L. 3 mt | 1 |  | 13.98 | 13.98
OC-FPM-124313-05 | ) |  | ORCA - Bretella ottica MT-LC DPX LSZH 09/125um OS2 L. 5 mt | 1 |  | 14.79 | 14.79
ORCA - Bretelle in Fibra ottica LC Duplex
OC-FPL-123311-01 | J |  | ORCA - Bretella ottica LC-LC DPX LSZH 50/125um OM2 L. 1 mt Arancio | 1 |  | 7.9779 | 7.9779
OC-FPL-123311-02 | J |  | ORCA - Bretella ottica LC-LC DPX LSZH 50/125um OM2 L. 2 mt Arancio | 1 |  | 8.9523 | 8.9523
OC-FPL-123311-03 | J |  | ORCA - Bretella ottica LC-LC DPX LSZH 50/125um OM2 L. 3 mt Arancio | 1 |  | 9.2669 | 9.2669
OC-FPL-123311-05 | J |  | ORCA - Bretella ottica LC-LC DPX LSZH 50/125um OM2 L. 5 mt Arancio | 1 |  | 11.439 | 11.439
OC-FPL-123311-10 | J |  | ORCA - Bretella ottica LC-LC DPX LSZH 50/125um OM2 L. 10 mt Arancio | 1 |  | 16.1182 | 16.1182
OC-FPL-123314-01 | J |  | ORCA - Bretella ottica LC-LC DPX LSZH 50/125um OM3 L. 1 mt Acqua | 1 |  | 8.4042 | 8.4042
OC-FPL-123314-02 | J |  | ORCA - Bretella ottica LC-LC DPX LSZH 50/125um OM3 L. 2 mt Acqua | 1 |  | 9.4902 | 9.4902
OC-FPL-123314-03 | J |  | ORCA - Bretella ottica LC-LC DPX LSZH 50/125um OM3 L. 3 mt Acqua | 1 |  | 10.9112 | 10.9112
OC-FPL-123314-05 | J |  | ORCA - Bretella ottica LC-LC DPX LSZH 50/125um OM3 L. 5 mt Acqua | 1 |  | 13.0529 | 13.0529
OC-FPL-123314-10 | J |  | ORCA - Bretella ottica LC-LC DPX LSZH 50/125um OM3 L. 10 mt Acqua | 1 |  | 17.7016 | 17.7016
OC-FPL-123315-01 | J |  | ORCA - Bretella ottica LC-LC DPX LSZH 50/125um OM4 L. 1 mt Acqua | 1 |  | 8.7188 | 8.7188
OC-FPL-123315-02 | J |  | ORCA - Bretella ottica LC-LC DPX LSZH 50/125um OM4 L. 2 mt Acqua | 1 |  | 9.8759 | 9.8759
OC-FPL-123315-03 | J |  | ORCA - Bretella ottica LC-LC DPX LSZH 50/125um OM4 L. 3 mt Acqua | 1 |  | 10.9417 | 10.9417
OC-FPL-123315-05 | J |  | ORCA - Bretella ottica LC-LC DPX LSZH 50/125um OM4 L. 5 mt Acqua | 1 |  | 13.9055 | 13.9055
OC-FPL-123315-10 | J |  | ORCA - Bretella ottica LC-LC DPX LSZH 50/125um OM4 L. 10 mt Acqua | 1 |  | 19.3662 | 19.3662
OC-FPL-123312-01 | J |  | ORCA - Bretella ottica LC-LC DPX LSZH 62,5/125um OM1 L. 1 mt Grigio | 1 |  | 7.8155 | 7.8155
OC-FPL-123312-02 | J |  | ORCA - Bretella ottica LC-LC DPX LSZH 62,5/125um OM1 L. 2 mt Grigio | 1 |  | 8.4346 | 8.4346
OC-FPL-123312-03 | J |  | ORCA - Bretella ottica LC-LC DPX LSZH 62,5/125um OM1 L. 3 mt Grigio | 1 |  | 9.5004 | 9.5004
OC-FPL-123312-05 | J |  | ORCA - Bretella ottica LC-LC DPX LSZH 62,5/125um OM1 L. 5 mt Grigio | 1 |  | 11.2056 | 11.2056
OC-FPL-123312-10 | J |  | ORCA - Bretella ottica LC-LC DPX LSZH 62,5/125um OM1 L. 10 mt Grigio | 1 |  | 14.0882 | 14.0882
OC-FPL-123313-01 | J |  | ORCA - Bretella ottica LC-LC DPX LSZH 09/125um OS2 L. 1 mt Giallo | 1 |  | 9.409 | 9.409
OC-FPL-123313-02 | J |  | ORCA - Bretella ottica LC-LC DPX LSZH 09/125um OS2 L. 2 mt Giallo | 1 |  | 9.815 | 9.815
OC-FPL-123313-03 | J |  | ORCA - Bretella ottica LC-LC DPX LSZH 09/125um OS2 L. 3 mt Giallo | 1 |  | 10.7793 | 10.7793
OC-FPL-123313-05 | J |  | ORCA - Bretella ottica LC-LC DPX LSZH 09/125um OS2 L. 5 mt Giallo | 1 |  | 12.7788 | 12.7788
OC-FPL-123313-10 | J |  | ORCA - Bretella ottica LC-LC DPX LSZH 09/125um OS2 L. 10 mt Giallo | 1 |  | 14.5957 | 14.5957
ORCA - Bretelle in Fibra ottica LC-ST Duplex
OC-FPL-123211-01 | J |  | ORCA - Bretella ottica LC-ST DPX LSZH 50/125um OM2 L. 1 mt Arancio | 1 |  | 7.8155 | 7.8155
OC-FPL-123211-02 | J |  | ORCA - Bretella ottica LC-ST DPX LSZH 50/125um OM2 L. 2 mt Arancio | 1 |  | 8.7087 | 8.7087
OC-FPL-123211-03 | J |  | ORCA - Bretella ottica LC-ST DPX LSZH 50/125um OM2 L. 3 mt Arancio | 1 |  | 8.9421 | 8.9421
OC-FPL-123211-05 | J |  | ORCA - Bretella ottica LC-ST DPX LSZH 50/125um OM2 L. 5 mt Arancio | 1 |  | 11.0534 | 11.0534
OC-FPL-123211-10 | J |  | ORCA - Bretella ottica LC-ST DPX LSZH 50/125um OM2 L. 10 mt Arancio | 1 |  | 14.7175 | 14.7175
OC-FPL-123214-01 | J |  | ORCA - Bretella ottica LC-ST DPX LSZH 50/125um OM3 L. 1 mt Aqua | 1 |  | 8.2215 | 8.2215
OC-FPL-123214-02 | J |  | ORCA - Bretella ottica LC-ST DPX LSZH 50/125um OM3 L. 2 mt Aqua | 1 |  | 9.409 | 9.409
OC-FPL-123214-03 | J |  | ORCA - Bretella ottica LC-ST DPX LSZH 50/125um OM3 L. 3 mt Aqua | 1 |  | 9.6526 | 9.6526
OC-FPL-123214-05 | J |  | ORCA - Bretella ottica LC-ST DPX LSZH 50/125um OM3 L. 5 mt Aqua | 1 |  | 12.3932 | 12.3932
OC-FPL-123214-10 | J |  | ORCA - Bretella ottica LC-ST DPX LSZH 50/125um OM3 L. 10 mt Aqua | 1 |  | 17.3666 | 17.3666
OC-FPL-123212-01 | J |  | ORCA - Bretella ottica LC-ST DPX LSZH 62,5/125um OM1 L. 1 mt Grigio | 1 |  | 7.8662 | 7.8662
OC-FPL-123212-02 | J |  | ORCA - Bretella ottica LC-ST DPX LSZH 62,5/125um OM1 L. 2 mt Grigio | 1 |  | 8.9218 | 8.9218
OC-FPL-123212-03 | J |  | ORCA - Bretella ottica LC-ST DPX LSZH 62,5/125um OM1 L. 3 mt Grigio | 1 |  | 9.7237 | 9.7237
OC-FPL-123212-05 | J |  | ORCA - Bretella ottica LC-ST DPX LSZH 62,5/125um OM1 L. 5 mt Grigio | 1 |  | 11.9973 | 11.9973
OC-FPL-123212-10 | J |  | ORCA - Bretella ottica LC-ST DPX LSZH 62,5/125um OM1 L. 10 mt Grigio | 1 |  | 13.6923 | 13.6923
OC-FPL-123213-01 | J |  | ORCA - Bretella ottica LC-ST DPX LSZH 9/125um OS2 L. 1 mt Giallo | 1 |  | 8.4143 | 8.4143
OC-FPL-123213-02 | J |  | ORCA - Bretella ottica LC-ST DPX LSZH 9/125um OS2 L. 2 mt Giallo | 1 |  | 9.9368 | 9.9368
OC-FPL-123213-03 | J |  | ORCA - Bretella ottica LC-ST DPX LSZH 9/125um OS2 L. 3 mt Giallo | 1 |  | 9.9267 | 9.9267
OC-FPL-123213-05 | J |  | ORCA - Bretella ottica LC-ST DPX LSZH 9/125um OS2 L. 5 mt Giallo | 1 |  | 11.0939 | 11.0939
OC-FPL-123213-10 | J |  | ORCA - Bretella ottica LC-ST DPX LSZH 9/125um OS2 L. 10 mt Giallo | 1 |  | 12.9717 | 12.9717
ORCA - Bretelle in Fibra ottica LC-SC Duplex
OC-FPL-123111-01 | J |  | ORCA - Bretella ottica LC-SC DPX LSZH 50/125um OM2 L. 1 mt Arancio | 1 |  | 7.5313 | 7.5313
OC-FPL-123111-02 | J |  | ORCA - Bretella ottica LC-SC DPX LSZH 50/125um OM2 L. 2 mt Arancio | 1 |  | 8.3128 | 8.3128
OC-FPL-123111-03 | J |  | ORCA - Bretella ottica LC-SC DPX LSZH 50/125um OM2 L. 3 mt Arancio | 1 |  | 9.135 | 9.135
OC-FPL-123111-05 | J |  | ORCA - Bretella ottica LC-SC DPX LSZH 50/125um OM2 L. 5 mt Arancio | 1 |  | 10.282 | 10.282
OC-FPL-123111-10 | J |  | ORCA - Bretella ottica LC-SC DPX LSZH 50/125um OM2 L. 10 mt Arancio | 1 |  | 13.6923 | 13.6923
OC-FPL-123114-01 | J |  | ORCA - Bretella ottica LC-SC DPX LSZH 50/125um OM3 L. 1 mt Aqua | 1 |  | 8.6376 | 8.6376
OC-FPL-123114-02 | J |  | ORCA - Bretella ottica LC-SC DPX LSZH 50/125um OM3 L. 2 mt Aqua | 1 |  | 9.2669 | 9.2669
OC-FPL-123114-03 | J |  | ORCA - Bretella ottica LC-SC DPX LSZH 50/125um OM3 L. 3 mt Aqua | 1 |  | 11.236 | 11.236
OC-FPL-123114-05 | J |  | ORCA - Bretella ottica LC-SC DPX LSZH 50/125um OM3 L. 5 mt Aqua | 1 |  | 12.4439 | 12.4439
OC-FPL-123114-10 | J |  | ORCA - Bretella ottica LC-SC DPX LSZH 50/125um OM3 L. 10 mt Aqua | 1 |  | 15.631 | 15.631
OC-FPL-123115-01 | J |  | ORCA - Bretella ottica LC-SC DPX LSZH 50/125um OM4 L. 1 mt Aqua | 1 |  | 9.2873 | 9.2873
OC-FPL-123115-02 | J |  | ORCA - Bretella ottica LC-SC DPX LSZH 50/125um OM4 L. 2 mt Aqua | 1 |  | 9.8759 | 9.8759
OC-FPL-123115-03 | J |  | ORCA - Bretella ottica LC-SC DPX LSZH 50/125um OM4 L. 3 mt Aqua | 1 |  | 10.15 | 10.15
OC-FPL-123115-05 | J |  | ORCA - Bretella ottica LC-SC DPX LSZH 50/125um OM4 L. 5 mt Aqua | 1 |  | 12.9412 | 12.9412
OC-FPL-123115-10 | J |  | ORCA - Bretella ottica LC-SC DPX LSZH 50/125um OM4 L. 10 mt Aqua | 1 |  | 18.0264 | 18.0264
OC-FPL-123112-01 | J |  | ORCA - Bretella ottica LC-SC DPX LSZH 62,5/125um OM1 L. 1 mt Grigio | 1 |  | 8.0083 | 8.0083
OC-FPL-123112-02 | J |  | ORCA - Bretella ottica LC-SC DPX LSZH 62,5/125um OM1 L. 2 mt Grigio | 1 |  | 8.6376 | 8.6376
OC-FPL-123112-03 | J |  | ORCA - Bretella ottica LC-SC DPX LSZH 62,5/125um OM1 L. 3 mt Grigio | 1 |  | 9.744 | 9.744
OC-FPL-123112-05 | J |  | ORCA - Bretella ottica LC-SC DPX LSZH 62,5/125um OM1 L. 5 mt Grigio | 1 |  | 10.1906 | 10.1906
OC-FPL-123112-10 | J |  | ORCA - Bretella ottica LC-SC DPX LSZH 62,5/125um OM1 L. 10 mt Grigio | 1 |  | 14.5043 | 14.5043
OC-FPL-123113-01 | J |  | ORCA - Bretella ottica LC-SC DPX LSZH 9/125um OS2 L. 1 mt Giallo | 1 |  | 8.8203 | 8.8203
OC-FPL-123113-02 | J |  | ORCA - Bretella ottica LC-SC DPX LSZH 9/125um OS2 L. 2 mt Giallo | 1 |  | 8.8305 | 8.8305
OC-FPL-123113-03 | J |  | ORCA - Bretella ottica LC-SC DPX LSZH 9/125um OS2 L. 3 mt Giallo | 1 |  | 10.2109 | 10.2109
OC-FPL-123113-05 | J |  | ORCA - Bretella ottica LC-SC DPX LSZH 9/125um OS2 L. 5 mt Giallo | 1 |  | 11.6522 | 11.6522
OC-FPL-123113-10 | J |  | ORCA - Bretella ottica LC-SC DPX LSZH 9/125um OS2 L. 10 mt Giallo | 1 |  | 13.7532 | 13.7532
ORCA - Lunghezze fuori standard MT-RJ/LC
OC-FPM-TEF00112 | ) |  | ORCA - Metro aggiuntivo per lunghezze diverse Multimodale (-X = lungh.) | 1 |  | 0.7105 | 0.7105
OC-FPM-TEF001123 | ) |  | ORCA - Metro aggiuntivo x lunghezze diverse MM OM3 (-X = lungh.) | 1 |  | 1.1672 | 1.1672
OC-FPM-TEF00113 | ) |  | ORCA - Metro aggiuntivo per lunghezze diverse Monomodale (-X = lungh.) | 1 |  | 0.5887 | 0.5887
OC-FPM-TEF001124 | ) |  | ORCA - Metro aggiuntivo x lunghezze diverse MM OM4 (-X = lungh.) | 1 |  | 1.2586 | 1.2586
ORCA - Bretelle in Fibra ottica Armata High Crusch Resistance SC-SC Duplex
OC-FPS-181111-01 | ) |  | ORCA - Bretella ottica Armata HCR SC-SC DPX LSZH 50/125um OM2 L. 1 mt | 1 |  | 17.38 | 17.38
OC-FPS-181111-02 | ) |  | ORCA - Bretella ottica Armata HCR SC-SC DPX LSZH 50/125um OM2 L. 2 mt | 1 |  | 19.74 | 19.74
OC-FPS-181111-03 | ) |  | ORCA - Bretella ottica Armata HCR SC-SC DPX LSZH 50/125um OM2 L. 3 mt | 1 |  | 22.09 | 22.09
OC-FPS-181111-05 | ) |  | ORCA - Bretella ottica Armata HCR SC-SC DPX LSZH 50/125um OM2 L. 5 mt | 1 |  | 26.8 | 26.8
OC-FPS-181111-10 | ) |  | ORCA - Bretella ottica Armata HCR SC-SC DPX LSZH 50/125um OM2 L. 10 mt | 1 |  | 38.58 | 38.58
OC-FPS-181114-01 | ) |  | ORCA - Bretella ottica Armata HCR SC-SC DPX LSZH 50/125um OM3 L. 1 mt | 1 |  | 17.52 | 17.52
OC-FPS-181114-02 | ) |  | ORCA - Bretella ottica Armata HCR SC-SC DPX LSZH 50/125um OM3 L. 2 mt | 1 |  | 20.4 | 20.4
OC-FPS-181114-03 | ) |  | ORCA - Bretella ottica Armata HCR SC-SC DPX LSZH 50/125um OM3 L. 3 mt | 1 |  | 23.28 | 23.28
OC-FPS-181114-05 | ) |  | ORCA - Bretella ottica Armata HCR SC-SC DPX LSZH 50/125um OM3 L. 5 mt | 1 |  | 29.05 | 29.05
OC-FPS-181114-10 | ) |  | ORCA - Bretella ottica Armata HCR SC-SC DPX LSZH 50/125um OM3 L. 10 mt | 1 |  | 43.47 | 43.47
OC-FPS-181112-01 | ) |  | ORCA - Bretella ottica Armata HCR SC-SC DPX LSZH 62,5/125um OM1 L. 1 mt | 1 |  | 17.38 | 17.38
OC-FPS-181112-02 | ) |  | ORCA - Bretella ottica Armata HCR SC-SC DPX LSZH 62,5/125um OM1 L. 2 mt | 1 |  | 19.74 | 19.74
OC-FPS-181112-03 | ) |  | ORCA - Bretella ottica Armata HCR SC-SC DPX LSZH 62,5/125um OM1 L. 3 mt | 1 |  | 22.09 | 22.09
OC-FPS-181112-05 | ) |  | ORCA - Bretella ottica Armata HCR SC-SC DPX LSZH 62,5/125um OM1 L. 5 mt | 1 |  | 26.8 | 26.8
OC-FPS-181112-10 | ) |  | ORCA - Bretella ottica Armata HCR SC-SC DPX LSZH 62,5/125um OM1 L. 10 mt | 1 |  | 38.58 | 38.58
OC-FPS-181113-01 | ) |  | ORCA - Bretella ottica Armata HCR SC-SC DPX LSZH 9/125um OS2 L. 1 mt | 1 |  | 18.26 | 18.26
OC-FPS-181113-02 | ) |  | ORCA - Bretella ottica Armata HCR SC-SC DPX LSZH 9/125um OS2 L. 2 mt | 1 |  | 20.48 | 20.48
OC-FPS-181113-03 | ) |  | ORCA - Bretella ottica Armata HCR SC-SC DPX LSZH 9/125um OS2 L. 3 mt | 1 |  | 22.7 | 22.7
OC-FPS-181113-05 | ) |  | ORCA - Bretella ottica Armata HCR SC-SC DPX LSZH 9/125um OS2 L. 5 mt | 1 |  | 27.15 | 27.15
OC-FPS-181113-10 | ) |  | ORCA - Bretella ottica Armata HCR SC-SC DPX LSZH 9/125um OS2 L. 10 mt | 1 |  | 38.26 | 38.26
ORCA - Bretelle in Fibra ottica Armata High Crusch Resistance LC-LC Duplex
OC-FPL-183311-01 | ) |  | ORCA - Bretella ottica Armata HCR LC-LC DPX LSZH 50/125um OM2 L. 1 mt | 1 |  | 17.44 | 17.44
OC-FPL-183311-02 | ) |  | ORCA - Bretella ottica Armata HCR LC-LC DPX LSZH 50/125um OM2 L. 2mt | 1 |  | 19.79 | 19.79
OC-FPL-183311-03 | ) |  | ORCA - Bretella ottica Armata HCR LC-LC DPX LSZH 50/125um OM2 L. 3mt | 1 |  | 22.15 | 22.15
OC-FPL-183311-05 | ) |  | ORCA - Bretella ottica Armata HCR LC-LC DPX LSZH 50/125um OM2 L. 5mt | 1 |  | 26.86 | 26.86
OC-FPL-183311-10 | ) |  | ORCA - Bretella ottica Armata HCR LC-LC DPX LSZH 50/125um OM2 L. 10mt | 1 |  | 38.63 | 38.63
OC-FPL-183314-01 | ) |  | ORCA - Bretella ottica Armata HCR LC-LC DPX LSZH 50/125um OM3 L. 1 mt | 1 |  | 17.54 | 17.54
OC-FPL-183314-02 | ) |  | ORCA - Bretella ottica Armata HCR LC-LC DPX LSZH 50/125um OM3 L. 2 mt | 1 |  | 20.43 | 20.43
OC-FPL-183314-03 | ) |  | ORCA - Bretella ottica Armata HCR LC-LC DPX LSZH 50/125um OM3 L. 3 mt | 1 |  | 23.31 | 23.31
OC-FPL-183314-05 | ) |  | ORCA - Bretella ottica Armata HCR LC-LC DPX LSZH 50/125um OM3 L. 5 mt | 1 |  | 29.08 | 29.08
OC-FPL-183314-10 | ) |  | ORCA - Bretella ottica Armata HCR LC-LC DPX LSZH 50/125um OM3 L. 10 mt | 1 |  | 44.03 | 44.03
OC-FPL-183312-01 | ) |  | ORCA - Bretella ottica Armata HCR LC-LC DPX LSZH 62,5/125um OM1 L. 1 mt | 1 |  | 17.44 | 17.44
OC-FPL-183312-02 | ) |  | ORCA - Bretella ottica Armata HCR LC-LC DPX LSZH 62,5/125um OM1 L. 2 mt | 1 |  | 19.79 | 19.79
OC-FPL-183312-03 | ) |  | ORCA - Bretella ottica Armata HCR LC-LC DPX LSZH 62,5/125um OM1 L. 3 mt | 1 |  | 22.15 | 22.15
OC-FPL-183312-05 | ) |  | ORCA - Bretella ottica Armata HCR LC-LC DPX LSZH 62,5/125um OM1 L. 5 mt | 1 |  | 26.86 | 26.86
OC-FPL-183312-10 | ) |  | ORCA - Bretella ottica Armata HCR LC-LC DPX LSZH 62,5/125um OM1 L. 10 mt | 1 |  | 38.63 | 38.63
OC-FPL-183313-01 | ) |  | ORCA - Bretella ottica Armata HCR LC-LC DPX LSZH 09/125um OS2 L. 1 mt | 1 |  | 17.99 | 17.99
OC-FPL-183313-02 | ) |  | ORCA - Bretella ottica Armata HCR LC-LC DPX LSZH 09/125um OS2 L. 2 mt | 1 |  | 20.48 | 20.48
OC-FPL-183313-03 | ) |  | ORCA - Bretella ottica Armata HCR LC-LC DPX LSZH 09/125um OS2 L. 3 mt | 1 |  | 22.44 | 22.44
OC-FPL-183313-05 | ) |  | ORCA - Bretella ottica Armata HCR LC-LC DPX LSZH 09/125um OS2 L. 5 mt | 1 |  | 26.88 | 26.88
OC-FPL-183313-10 | ) |  | ORCA - Bretella ottica Armata HCR LC-LC DPX LSZH 09/125um OS2 L. 10 mt | 1 |  | 38 | 38
ORCA - Lunghezze fuori standard HRC
OC-FPM-TEF-FSTD-MM | ) |  | ORCA - Metro aggiuntivo cavo armato Multimodale (-X = lungh.) | 1 |  | 2.06 | 2.06
OC-FPM-TEF-FSTD-M3 | ) |  | ORCA - Metro aggiuntivo cavo armato Multimodale OM3 (-X = lungh.) | 1 |  | 2.58 | 2.58
OC-FPM-TEF-FSTD-SM | ) |  | ORCA - Metro aggiuntivo cavo armato Monomodale (-X = lungh.) | 1 |  | 2.02 | 2.02
ORCA - Pannelli MPO
OC-MPO-178111-06 | ) |  | ORCA - Cassetto ottico MPO 50/125um 1U - 1 x MPO (6 SC DPX) | 1 |  | RICHIEDERE | #VALUE!
OC-MPO-178111-12 | ) |  | ORCA - Cassetto ottico MPO 50/125um 1U - 2 x MPO (12 SC DPX) | 1 |  | RICHIEDERE | #VALUE!
OC-MPO-178111-18 | ) |  | ORCA - Cassetto ottico MPO 50/125um 1U - 3 x MPO (18 SC DPX) | 1 |  | RICHIEDERE | #VALUE!
OC-MPO-178111-24 | ) |  | ORCA - Cassetto ottico MPO 50/125um 1U - 4 x MPO (24 SC DPX) | 1 |  | RICHIEDERE | #VALUE!
OC-MPO-178311-06 | ) |  | ORCA - Cassetto ottico MPO 50/125um 1U - 1 x MPO (6 LC DPX) | 1 |  | RICHIEDERE | #VALUE!
OC-MPO-178311-12 | ) |  | ORCA - Cassetto ottico MPO 50/125um 1U - 2 x MPO (12 LC DPX) | 1 |  | RICHIEDERE | #VALUE!
OC-MPO-178311-18 | ) |  | ORCA - Cassetto ottico MPO 50/125um 1U - 3 x MPO (18 LC DPX) | 1 |  | RICHIEDERE | #VALUE!
OC-MPO-178311-24 | ) |  | ORCA - Cassetto ottico MPO 50/125um 1U - 4 x MPO (24 LC DPX) | 1 |  | RICHIEDERE | #VALUE!
OC-MPO-178114-06 | ) |  | ORCA - Cassetto ottico MPO 50/125um OM3 1U - 1 x MPO (6 SC DPX) | 1 |  | RICHIEDERE | #VALUE!
OC-MPO-178114-12 | ) |  | ORCA - Cassetto ottico MPO 50/125um OM3 1U - 2 x MPO (12 SC DPX) | 1 |  | RICHIEDERE | #VALUE!
OC-MPO-178114-18 | ) |  | ORCA - Cassetto ottico MPO 50/125um OM3 1U - 3 x MPO (18 SC DPX) | 1 |  | RICHIEDERE | #VALUE!
OC-MPO-178114-24 | ) |  | ORCA - Cassetto ottico MPO 50/125um OM3 1U - 4 x MPO (24 SC DPX) | 1 |  | RICHIEDERE | #VALUE!
OC-MPO-178314-06 | ) |  | ORCA - Cassetto ottico MPO 50/125um OM3 1U - 1 x MPO (6 LC DPX) | 1 |  | RICHIEDERE | #VALUE!
OC-MPO-178314-12 | ) |  | ORCA - Cassetto ottico MPO 50/125um OM3 1U - 2 x MPO (12 LC DPX) | 1 |  | RICHIEDERE | #VALUE!
OC-MPO-178314-18 | ) |  | ORCA - Cassetto ottico MPO 50/125um OM3 1U - 3 x MPO (18 LC DPX) | 1 |  | RICHIEDERE | #VALUE!
OC-MPO-178314-24 | ) |  | ORCA - Cassetto ottico MPO 50/125um OM3 1U - 4 x MPO (24 LC DPX) | 1 |  | RICHIEDERE | #VALUE!
OC-MPO-178112-06 | ) |  | ORCA - Cassetto ottico MPO 62,5/125um 1U - 1 x MPO (6 SC DPX) | 1 |  | RICHIEDERE | #VALUE!
OC-MPO-178112-12 | ) |  | ORCA - Cassetto ottico MPO 62,5/125um 1U - 2 x MPO (12 SC DPX) | 1 |  | RICHIEDERE | #VALUE!
OC-MPO-178112-18 | ) |  | ORCA - Cassetto ottico MPO 62,5/125um 1U - 3 x MPO (18 SC DPX) | 1 |  | RICHIEDERE | #VALUE!
OC-MPO-178112-24 | ) |  | ORCA - Cassetto ottico MPO 62,5/125um 1U - 4 x MPO (24 SC DPX) | 1 |  | RICHIEDERE | #VALUE!
OC-MPO-178312-06 | ) |  | ORCA - Cassetto ottico MPO 62,5/125um 1U - 1 x MPO (6 LC DPX) | 1 |  | RICHIEDERE | #VALUE!
OC-MPO-178312-12 | ) |  | ORCA - Cassetto ottico MPO 62,5/125um 1U - 2 x MPO (12 LC DPX) | 1 |  | RICHIEDERE | #VALUE!
OC-MPO-178312-18 | ) |  | ORCA - Cassetto ottico MPO 62,5/125um 1U - 3 x MPO (18 LC DPX) | 1 |  | RICHIEDERE | #VALUE!
OC-MPO-178312-24 | ) |  | ORCA - Cassetto ottico MPO 62,5/125um 1U - 4 x MPO (24 LC DPX) | 1 |  | RICHIEDERE | #VALUE!
OC-MPO-178113-06 | ) |  | ORCA - Cassetto ottico MPO 09/125um 1U - 1 x MPO (6 SC DPX) | 1 |  | RICHIEDERE | #VALUE!
OC-MPO-178113-12 | ) |  | ORCA - Cassetto ottico MPO 09/125um 1U - 2 x MPO (12 SC DPX) | 1 |  | RICHIEDERE | #VALUE!
OC-MPO-178113-18 | ) |  | ORCA - Cassetto ottico MPO 09/125um 1U - 3 x MPO (18 SC DPX) | 1 |  | RICHIEDERE | #VALUE!
OC-MPO-178113-24 | ) |  | ORCA - Cassetto ottico MPO 09/125um 1U - 4 x MPO (24 SC DPX) | 1 |  | RICHIEDERE | #VALUE!
OC-MPO-178313-06 | ) |  | ORCA - Cassetto ottico MPO 09/125um 1U - 1 x MPO (6 LC DPX) | 1 |  | RICHIEDERE | #VALUE!
OC-MPO-178313-12 | ) |  | ORCA - Cassetto ottico MPO 09/125um 1U - 2 x MPO (12 LC DPX) | 1 |  | RICHIEDERE | #VALUE!
OC-MPO-178313-18 | ) |  | ORCA - Cassetto ottico MPO 09/125um 1U - 3 x MPO (18 LC DPX) | 1 |  | RICHIEDERE | #VALUE!
OC-MPO-178313-24 | ) |  | ORCA - Cassetto ottico MPO 09/125um 1U - 4 x MPO (24 LC DPX) | 1 |  | RICHIEDERE | #VALUE!
ORCA - Trunk Cable MPO
OC-MPO-120811-01 | ) |  | ORCA - Trunk Cable MPO-MPO Multimodale 50/125um Lungh. 1mt | 1 |  | RICHIEDERE | #VALUE!
OC-MPO-128111-01 | ) |  | ORCA - Trunk Cable MPO-SC Multimodale 50/125um Lungh. 1mt | 1 |  | RICHIEDERE | #VALUE!
OC-MPO-128211-01 | ) |  | ORCA - Trunk Cable MPO-ST Multimodale 50/125um Lungh. 1mt | 1 |  | RICHIEDERE | #VALUE!
OC-MPO-128311-01 | ) |  | ORCA - Trunk Cable MPO-LC Multimodale 50/125um Lungh. 1mt | 1 |  | RICHIEDERE | #VALUE!
OC-MPO-120814-01 | ) |  | ORCA - Trunk Cable MPO-MPO Multimodale 50/125 OM3um Lungh. 1mt | 1 |  | RICHIEDERE | #VALUE!
OC-MPO-128114-01 | ) |  | ORCA - Trunk Cable MPO-SC Multimodale 50/125 OM3um Lungh. 1mt | 1 |  | RICHIEDERE | #VALUE!
OC-MPO-128214-01 | ) |  | ORCA - Trunk Cable MPO-ST Multimodale 50/125 OM3um Lungh. 1mt | 1 |  | RICHIEDERE | #VALUE!
OC-MPO-128314-01 | ) |  | ORCA - Trunk Cable MPO-LC Multimodale 50/125 OM3um Lungh. 1mt | 1 |  | RICHIEDERE | #VALUE!
OC-MPO-120812-01 | ) |  | ORCA - Trunk Cable MPO-MPO Multimodale 62/125um Lungh. 1mt | 1 |  | RICHIEDERE | #VALUE!
OC-MPO-128112-01 | ) |  | ORCA - Trunk Cable MPO-SC Multimodale 62/125um Lungh. 1mt | 1 |  | RICHIEDERE | #VALUE!
OC-MPO-128212-01 | ) |  | ORCA - Trunk Cable MPO-ST Multimodale 62/125um Lungh. 1mt | 1 |  | RICHIEDERE | #VALUE!
OC-MPO-128312-01 | ) |  | ORCA - Trunk Cable MPO-LC Multimodale 62/125um Lungh. 1mt | 1 |  | RICHIEDERE | #VALUE!
OC-MPO-120813-01 | ) |  | ORCA - Trunk Cable MPO-MPO Monomodale 09/125um Lungh. 1mt | 1 |  | RICHIEDERE | #VALUE!
OC-MPO-128113-01 | ) |  | ORCA - Trunk Cable MPO-SC Monomodale 09/125um Lungh. 1mt | 1 |  | RICHIEDERE | #VALUE!
OC-MPO-128213-01 | ) |  | ORCA - Trunk Cable MPO-ST Monomodale 09/125um Lungh. 1mt | 1 |  | RICHIEDERE | #VALUE!
OC-MPO-128313-01 | ) |  | ORCA - Trunk Cable MPO-LC Monomodale 09/125um Lungh. 1mt | 1 |  | RICHIEDERE | #VALUE!
ORCA - Lunghezze fuori standard MPO
OC-MPO-CVF-MPO-50 | ) |  | ORCA - Metro aggiuntivo fibra Ribbon 50/125um Multimodale per MPO | 1 |  | RICHIEDERE | #VALUE!
OC-MPO-CVF-MPO-503 | ) |  | ORCA - Metro aggiuntivo fibra Ribbon 50/125um OM3 Multimodale per MPO | 1 |  | RICHIEDERE | #VALUE!
OC-MPO-CVF-MPO-62 | ) |  | ORCA - Metro aggiuntivo fibra Ribbon 62/125um Multimodale per MPO | 1 |  | RICHIEDERE | #VALUE!
OC-MPO-CVF-MPO-09 | ) |  | ORCA - Metro aggiuntivo fibra Ribbon 09/125um Monomodale per MPO | 1 |  | RICHIEDERE | #VALUE!
ORCA - Pigtail Multimodali
OC-FPG-120101-02 | J |  | ORCA - Pigtail SC Multimodale 50/125 Lunghezza 2mt (cf. 6 pz.) | 6 |  | 2.304 | 2.304
OC-FPG-120201-02 | J |  | ORCA - Pigtail ST Multimodale 50/125 Lunghezza 2mt (cf. 6 pz.) | 6 |  | 2.3954 | 2.3954
OC-FPG-120411-F2 | ) |  | ORCA - Pigtail MT-RJ Femmina DPX MM 50/125 L.2mt (cf. 6 pz.) | 6 |  | 7.9677 | 7.9677
OC-FPG-120411-M2 | ) |  | ORCA - Pigtail MT-RJ Maschio DPX MM 50/125 L.2mt (cf. 6 pz.) | 6 |  | 8.5767 | 8.5767
OC-FPG-120301-02 | J |  | ORCA - Pigtail LC Multimodale 50/125 Lunghezza 2mt (cf. 6 pz.) | 6 |  | 2.304 | 2.304
OC-FPG-120501-02 | ) |  | ORCA - Pigtail FC Multimodale 50/125 Lunghezza 2mt (cf. 6 pz.) | 6 |  | 4.5979 | 4.5979
OC-FPG-120102-02 | J |  | ORCA - Pigtail SC Multimodale 62,5/125 Lunghezza 2mt (cf. 6 pz.) | 6 |  | 2.4563 | 2.4563
OC-FPG-120202-02 | J |  | ORCA - Pigtail ST Multimodale 62,5/125 Lunghezza 2mt (cf. 6 pz.) | 6 |  | 2.5273 | 2.5273
OC-FPG-120412-F2 | ) |  | ORCA - Pigtail MT-RJ Femmina DPX MM 62,5/125 L.2mt (cf. 6 pz.) | 6 |  | 7.4805 | 7.4805
OC-FPG-120412-M2 | ) |  | ORCA - Pigtail MT-RJ Maschio DPX MM 62,5/125 L.2mt (cf. 6 pz.) | 6 |  | 8.0591 | 8.0591
OC-FPG-120302-02 | J |  | ORCA - Pigtail LC Multimodale 62,5/125 Lunghezza 2mt (cf. 6 pz.) | 6 |  | 2.5882 | 2.5882
OC-FPG-120502-02 | ) |  | ORCA - Pigtail FC Multimodale 62/125 Lunghezza 2mt (cf. 6 pz.) | 6 |  | 4.3848 | 4.3848
ORCA - Pigtail Multimodali OM3/OM4
OC-FPG-120104-02 | J |  | ORCA - Pigtail SC Multimodale 50/125 OM3 Lunghezza 2mt (cf. 6 pz) | 6 |  | 2.6187 | 2.6187
OC-FPG-120304-02 | J |  | ORCA - Pigtail LC Multimodale 50/125 OM3 Lunghezza 2mt (cf. 6 pz) | 6 |  | 3.0044 | 3.0044
OC-FPG-120204-02 | J |  | ORCA - Pigtail ST Multimodale 50/125 OM3 Lunghezza 2mt (cf. 6 pz) | 6 |  | 2.842 | 2.842
OC-FPG-120414-F2 | ) |  | ORCA - Pigtail MT-RJ Femmina DPX MM 50/125 OM3 L.2mt (cf. 6 pz.) | 6 |  | 8.7696 | 8.7696
OC-FPG-120414-M2 | ) |  | ORCA - Pigtail MT-RJ Maschio DPX MM 50/125 OM3 L.2mt (cf. 6 pz.) | 6 |  | 9.3583 | 9.3583
OC-FPG-120105-02 | J |  | ORCA - Pigtail SC Multimodale 50/125 OM4 Lunghezza 2mt (cf. 6 pz) | 6 |  | 3.2784 | 3.2784
OC-FPG-120305-02 | J |  | ORCA - Pigtail LC Multimodale 50/125 OM4 Lunghezza 2mt (cf. 6 pz) | 6 |  | 3.451 | 3.451
ORCA - Pigtail Monomodali
OC-FPG-120103-02 | J |  | ORCA - Pigtail SC Monomodale 9/125 easy strip - Lunghezza 2mt (cf. 6 pz.) | 6 |  | 2.1315 | 2.1315
OC-FPG-120203-02 | J |  | ORCA - Pigtail ST Monomodale 9/125 Lunghezza 2mt (cf. 6 pz.) | 6 |  | 2.2127 | 2.2127
OC-FPG-120413-F2 | ) |  | ORCA - Pigtail MT-RJ Femmina DPX MM 9/125 L.2mt (cf. 6 pz.) | 6 |  | 7.4907 | 7.4907
OC-FPG-120413-M2 | ) |  | ORCA - Pigtail MT-RJ Maschio DPX MM 9/125 L.2mt (cf. 6 pz.) | 6 |  | 8.0388 | 8.0388
OC-FPG-120303-02 | J |  | ORCA - Pigtail LC Monomodale 9/125 easy strip - Lunghezza 2mt (cf. 6 pz.) | 6 |  | 2.8826 | 2.8826
OC-FPG-120503-02 | J |  | ORCA - Pigtail FC Monomodale 9/125 Lunghezza 2mt (cf. 6 pz.) | 6 |  | 4.7502 | 4.7502
ORCA - Accessori Fibra ottica
OC-ACC-150412-00 | ) |  | ORCA - Splitter metallico con codolo per trunk cable 7-12 fibre con modulo di protezione | 1 |  | 47.42 | 47.42
OC-ACC-150024-00 | ) |  | ORCA - Splitter metallico con codolo per trunk cable 24 fibre | 1 |  | 52.66 | 52.66
OC-ACC-150001-01 | ) |  | ORCA - Pulling Eye (elemento di tiro per trunk cable) | 1 |  | 29.34 | 29.34
OC-ACC-150001-00 | ) |  | ORCA - Tubetto colore giallo 3.0mm per splitter (moq. 10m) | 10 |  | 0.45 | 0.45
OC-FPP-170600-00 | J |  | ORCA - Vassoio SLIM per 12 giunti termorestingenti (24 metallici) | 1 |  | 3.17 | 3.17
OC-FPP-170601-12 | L |  | ORCA - Vassoio per 12/24 portagiunti termorestingenti bianco | 1 |  | 4.91 | 4.91
OC-FPP-170602-12 | J |  | ORCA - Vassoio per 12/24 portagiunti termorestingenti bianco | 1 |  | 3.99 | 3.99
OC-ACC-150000-40 | J |  | ORCA - Tubetto termorestringente per giunti L 40mm - in confezione da 120pz | 120 |  | 0.12 | 0.12
OC-ACC-150000-60 | J |  | ORCA - Tubetto termorestringente per giunti L 60mm - in confezione da 120pz | 120 |  | 0.14 | 0.14
OC-FTL-150002-00 | J |  | ORCA - Fazzoletti per pulizia fibra ottica (Conf. Da 200 pz.) | 1 |  | 6.3654 | 6.3654
OC-FTL-150003-00 | J |  | ORCA - Salviette detergenti x pulizia fibra ottica (Conf 50 pz.) | 1 |  | 47.7053 | 47.7053
OC-FTL-150004-00 | x |  | ORCA - Bastoncini cotonati (Conf. Da 50 pz.) | 1 |  | 27.42 | 27.42
OC-FTL-150004-02 | J |  | ORCA - Bastoncini cotonati "small" (moq. 25 pz.) | 25 | NEW | 0.54 | 0.54
OC-FTL-150005-00 | ) |  | ORCA - Siringhe per distribuzione colla con ago a vite 3ml (moq. 10 pz:) | 10 |  | 0.92 | 0.92
OC-FTL-150008-01 | ) |  | ORCA - Colla EPO-TEK bicomponente bustine 4gr (moq. 10 pz:) | 10 |  | 11.53 | 11.53
OC-FTL-150009-00 | ) |  | ORCA - Colla anaerobica con reagente 30ml | 1 |  | 107.81 | 107.81
OC-FTL-150010-00 | J |  | ORCA - Detergente per pulizia delle fibre ottiche (0,5Lt) | 1 |  | 9.87 | 9.87
OC-FTL-150011-00 | ) |  | ORCA - Carta di lappatura 1um confezione da 5 fogli A4 | 1 |  | 14 | 14
OC-FTL-150012-00 | ) |  | ORCA - Carta di lappatura 5um confezione da 5 fogli A4 | 1 |  | 14.64 | 14.64
OC-FTL-150013-00 | ) |  | ORCA - Carta di lappatura 12um confezione da 5 fogli A4 | 1 |  | 15.86 | 15.86
OC-FTL-150014-00 | ) |  | ORCA - Carta di lappatura 0,3um confezione da 5 fogli A4 | 1 |  | 13.6 | 13.6
OC-FTL-150015-00 | ) |  | ORCA - Carta di diamantata 3M per finitura fibra 1 foglio 6"x6" | 1 |  | 22.1 | 22.1
ORCA - Attrezzatura Fibra ottica
OC-FTL-150016-01 | ) |  | ORCA - Penna One-click cleaner per pulizia connettori LC da 1.25mm | 1 |  | 18.54 | 18.54
OC-FTL-150016-00 | ) |  | ORCA - Penna One-click cleaner per pulizia connettori SC/FC/ST/E2000 da 2.5mm | 1 |  | 18.54 | 18.54
OC-FTL-160001-00 | ) |  | ORCA - Microscopio 200X ECO - Universale ST, FC, SC | 1 |  | 168.17 | 168.17
OC-FTL-160002-00 | ) |  | ORCA - Microscopio 200X - Professionale - Universale ST, FC, SC | 1 |  | 409.25 | 409.25
OC-FTL-160003-00 | ) |  | ORCA - Microscopio 400X - Professionale - Universale ST, FC, SC | 1 |  | 499.02 | 499.02
OC-FTL-160004-00 | ) |  | ORCA - Adattatore per microscopio Professionale 400x per connettori LC | 1 |  | 141.2 | 141.2
OC-FTL-160006-01 | ) |  | ORCA - Localizzatore laser rottura fibra tascab (fault locator) senza adattatore SC/LC | 1 |  | 67.3 | 67.3
OC-FTL-160008-00 | ) |  | ORCA - Spela fibra per rivestimento 250um e 900um | 1 |  | 77.38 | 77.38
OC-FTL-160009-00 | ) |  | ORCA - Spela fibra per rivestimento 3mm, 250um e 900um | 1 |  | 84.3 | 84.3
OC-FTL-160011-00 | ) |  | ORCA - Buffer tube stripper (rimuove la guaina fino a 5,5 mm ) | 1 |  | 48.8 | 48.8
OC-FTL-160011-01 | ) |  | ORCA - Buffer tube stripper (rimuove la guaina fino a 3,5 mm ) | 1 |  | 75.34 | 75.34
OC-FTL-160012-00 | ) |  | ORCA - Lame di ricambio per Buffer tube stripper (3 pz.) | 1 |  | 11.3 | 11.3
OC-FTL-160013-00 | ) |  | ORCA - Raccoglitore per fibra (per la preparazione intestazioni) | 1 |  | 20.37 | 20.37
OC-FTL-160014-00 | ) |  | ORCA - Forbici professionali Miller | 1 |  | 74.554 | 74.554
OC-FTL-160015-00 | ) |  | ORCA - Forbici professionali per kevlar (acciaio al carbonio) | 1 |  | 90.37 | 90.37
OC-FTL-160016-00 | ) |  | ORCA - Cutter per kevlar | 1 |  | 82.8 | 82.8
OC-FTL-160017-00 | ) |  | ORCA - Taglierina a penna per fibra con lama reversibile | 1 |  | 74.53 | 74.53
OC-FTL-160018-02 | ) |  | ORCA - Taglierina Professionale per connettori prelappati - Cestino raccogli fibra - Auto Pushback | 1 |  | 408.24 | 408.24
OC-FTL-160022-00 | ) |  | ORCA - Taglia cavi fino a diametro di 70 mm | 1 |  | 66.23 | 66.23
OC-FTL-160023-00 | ) |  | ORCA - Platorello universale professionale ST, SC, FC | 1 |  | 143.37 | 143.37
OC-FTL-160024-00 | ) |  | ORCA - Platorello universale professionale LC | 1 |  | 143.37 | 143.37
OC-FTL-160026-00 | ) |  | ORCA - Fornello per connet. a resinare (220 V) per 24 connettori | 1 |  | 563.83 | 563.83
OC-ACC-160028-01 | ) |  | ORCA - Kit connettori prelappati SC, LC fast connector | 1 |  | 805.43 | 805.43
OC-FTL-3AXC5+SCB | J |  | ORCA - Giuntatrice FIBERFOX mod 5C+ allineamento sul core - taglierina di precisione - doppia batteria - accessori | 1 |  | 3900 | 3900
OC-FTL-3AX6+SCB_WIFI | J |  | ORCA - Giuntatrice mod 6S+ allineamento sul core - taglierina di precisione - doppia batteria - WIFI | 1 |  | 5400 | 5400
OC-ACC-3AX6S-EL | ) |  | ORCA - Coppia Elettrodi di ricambio Giuntatrice a fusione MINI 6S | 1 |  | 79 | 79
OC-ACC-6S-BATT | ) |  | ORCA - Batteria di ricambio (5000mA) per giuntatrice MINI4S/+_MINI6S/+ | 1 |  | 99 | 99
OC-ACC-6S-BATT-3000 | ) |  | ORCA - Batteria di ricambio (3000mA) per giuntatrice MINI4S - MINI6S | 1 |  | 99 | 99
ORCA - SISTEMA FTTx - Borchie utenza STOA
OC-FTH-900001-01 | x |  | ORCA - Borchia a 4 posizioni footprint SC spx flangless Simplex (non include bussole) | 2 |  | 4.12 | 4.12
OC-FTH-900001-01D | J |  | ORCA - Borchia a 4 posizioni footprint SC spx con supporto DIN (non include bussole) | 5 |  | 3.76 | 3.76
OC-FTH-900001-02 | ) |  | ORCA - Borchia a 2 posizioni footprint SC spx (non include bussole) | 5 |  | 3.06 | 3.06
OC-FTH-900001-03 | ) |  | ORCA - Borchia a 2 posizioni footprint SC spx con sportellino trasparente (non include bussole) | 5 |  | 1.57 | 1.57
OC-FTH-900001-04 | ) |  | ORCA - Borchia a 2 posizioni footprint SC spx verticale per alloggiamento reflector (non include bussole) | 5 |  | 0.97 | 0.97
ORCA - SISTEMA FTTx - adattatori ottici
OC-FTH-900002-01 | ) |  | ORCA - Adapter SC/APC Simplex per borchia (senza flange) | 6 |  | 0.3 | 0.3
OC-FTH-900002-02 | J |  | ORCA - Adapter SC/APC Simplex per borchia (senza flange con sportellino) | 24 |  | 0.79 | 0.79
OC-FTH-900002-03 | J |  | ORCA - Adapter SC/APC Simplex per box e csoe (con flange) | 24 |  | 0.3 | 0.3
OC-FAD-SC-MM | J |  | ORCA - Adattatore per bussole flangless su attacco Keystone - Bianco (Moq. 25 Pz) | 25 |  | 0.68 | 0.68
OC-FAD-SC-MMB | ) |  | ORCA - Adattatore per bussole flangless su attacco Keystone - Nero (Moq. 25 Pz) | 25 |  | 0.75 | 0.75
ORCA - SISTEMA FTTx - pigtail e connettori
OC-FTH-900003-01 | ) |  | ORCA - Pigtail Monomodale 9/125 G657A2 SC/APC - LSZH 2m colore bianco (kit 12 pz.) | 1 |  | 36.37 | 36.37
OC-FTH-120728-02 | J |  | ORCA - Pigtail Monomodale 9/125 G657A2 SC/APC - 2m colore bianco - easystrip | 6 |  | 1.13 | 1.13
OC-FTH-120728-12 | ) |  | ORCA - Pigtail Monomodale 9/125 G657A2 SC/APC - 2m - KIT 12 COLORI | 1 |  | 14.05 | 14.05
OC-FCE-131115-06 | ) |  | ORCA - FAOC - Connettore pre-lappato SC/APC Monomodale 9/125 - 250/900 (moq. 10 pz) | 10 |  | 3.68 | 3.68
OC-FTH-900005-01 | ) |  | ORCA - Connettore a resinare SC/APC 0,9mm Monomodale | 8 |  | 4.88 | 4.88
OC-FTH-900006-01 | ) |  | ORCA - Connettore a resinare SC/APC 2mm Monomodale | 8 |  | 4.88 | 4.88
ORCA - SISTEMA FTTx - cavo ottico
OC-FTH-900004-01 | ) |  | ORCA - Cavo fo per utente guaina bianca 4 fibre Monomodale G657.A2 Bend insensitive ( 4 mm) | 100 |  | 0.71 | 0.71
ORCA - SISTEMA FTTx - termorestringenti
OC-ACC-150001-35 | ) |  | ORCA - Tubetto termorestringente micro per giunti L 35mm - in confezione da 100pz | 100 |  | RICHIEDERE | #VALUE!
OC-ACC-150001-30 | x |  | ORCA - Tubetto termorestringente micro per giunti L 30mm - in confezione da 100pz | 100 |  | RICHIEDERE | #VALUE!
OC-ACC-150002-35 | ) |  | ORCA - Tubetto termorestringente slim per giunti L 35mm - in confezione da 100pz | 100 |  | RICHIEDERE | #VALUE!
OC-ACC-150002-30 | x |  | ORCA - Tubetto termorestringente slim per giunti L 30mm - in confezione da 100pz | 100 |  | RICHIEDERE | #VALUE!
ORCA - SISTEMA FTTx - terminali e CSOE
OC-FTH-900007-01 | ) |  | ORCA - Terminale di Testa per numero 8 adattatori SC/APC | 1 |  | 56.75 | 56.75
OC-FTH-900009-01 | ) |  | ORCA - Modulo di antenna senza splitter | 1 |  | 85.71 | 85.71
OC-FTH-900009-02 | ) |  | ORCA - Modulo per otto appartamenti | 1 |  | 91.11 | 91.11
OC-FTH-900009-03 | ) |  | ORCA - CSOE terminal box plastico per fibre ottiche, 32 cores, dim: 320*150*105 mm | 1 |  | 64.86 | 64.86
OC-FTH-900009-04 | ) |  | ORCA - CSOE Slim terminal box per fibre ottiche, 32 cores, dim: 323*150*65 mm | 1 |  | 26.2 | 26.2
ORCA - SISTEMA FTTx - splitter passivi
OC-FTH-900010-01 | ) |  | ORCA - Spitter 1x2 - MINI, non connettorizato, cavi in-out da 0.9mm*1m | 1 |  | 10.01 | 10.01
OC-FTH-900010-04 | ) |  | ORCA - Spitter 1x4 - MINI, non connettorizato, cavi in-out da 0.9mm*1m | 1 |  | 16.06 | 16.06
OC-FTH-900010-08 | ) |  | ORCA - Spitter 1x8 - MINI, non connettorizato, cavi in-out da 0.9mm*1m | 1 |  | 18.5 | 18.5
OC-FTH-900010-04A | ) |  | ORCA - Spitter 1x4 connettorizzato SC/APC G657.A1 | 1 |  | 18 | 18
OC-FTH-900010-08A | ) |  | ORCA - Spitter 1x8 connettorizzato SC/APC G657.A1 | 1 |  | 18 | 18
ORCA - SISTEMA FTTx - BOX
OC-FTH-900001-01A | ) |  | ORCA - BOX a protezione giunto fibra simplex cilindrico | 100 |  | 0.56 | 0.56
OC-FTH-900001-01B | ) |  | ORCA - BOX a protezione doppio giunto fibra simplex rettangolare, fori fissaggio | 100 |  | 0.56 | 0.56
OC-FTH-900001-08 | J |  | ORCA - BOX a 8 posizioni per SC Simplex (non include le bussole) - IP55 | 1 |  | 36.89 | 36.89
OC-FTH-900001-12 | J |  | ORCA - BOX a 12 posizioni per SC Simplex (non include le bussole) - IP55 | 1 |  | 37.47 | 37.47
OC-FTH-900001-16 | x |  | ORCA - BOX a 16 posizioni per SC Simplex (non include le bussole) - IP55 | 1 |  | 40.15 | 40.15
OC-FTH-900001-24 | J |  | ORCA - BOX a 24 posizioni per SC Simplex (non include le bussole) - IP55 | 1 |  | 42.86 | 42.86
OC-FTH-900001-48 | ) |  | ORCA - BOX a 48 posizioni per SC/ Simplex (non include le bussole) - IP55 | 1 |  | 50.19 | 50.19
OC-FTH-900001-04H | J |  | ORCA - BOX a 4 posizioni per SC Simplex (non include le bussole) - IP66 | 1 |  | 19.07 | 19.07
OC-FTH-900001-08H | J |  | ORCA - BOX a 8 posizioni per SC Simplex (non include le bussole) - IP66 | 1 |  | 43.71 | 43.71
OC-FTH-900001-12H | J |  | ORCA - BOX a 12 posizioni per SC Simplex (non include le bussole) - IP66 | 1 |  | 42.91 | 42.91
OC-FTH-900001-24H | J |  | ORCA - BOX a 24 posizioni per SC Simplex (non include le bussole) - IP66 | 1 |  | 59.6 | 59.6
OC-FTH-900001-08H3 | J |  | ORCA - BOX a 3 ingressi - IP66 | 1 |  | 30.2 | 30.2
ORCA - SISTEMA FTTx - PatchCord
OC-FTH-127708-01 | J |  | ORCA - Bretella Ottica G.657.A2 SC/APC -SC/APC Simplex LSZH giallo - 1m (moq. 10 pz) | 10 |  | 5.57 | 5.57
OC-FTH-127708-02 | J |  | ORCA - Bretella Ottica G.657.A2 SC/APC -SC/APC Simplex LSZH giallo - 2m (moq. 10 pz) | 10 |  | 5.82 | 5.82
OC-FTH-127708-03 | J |  | ORCA - Bretella Ottica G.657.A2 SC/APC -SC/APC Simplex LSZH giallo - 3m (moq. 10 pz) | 10 |  | 6.07 | 6.07
OC-FTH-127708-05 | J |  | ORCA - Bretella Ottica G.657.A2 SC/APC -SC/APC Simplex LSZH giallo - 5m (moq. 5 pz) | 5 |  | 6.56 | 6.56
OC-FTH-127708-10 | ) |  | ORCA - Bretella Ottica G.657.A2 SC/APC -SC/APC Simplex LSZH giallo - 10m | 1 |  | 7.8 | 7.8
OC-FTH-127718-01 | J |  | ORCA - Bretella Ottica G.657.A2 SC/APC -SC/APC Duplex LSZH giallo - 1m (moq. 10 pz) | 10 |  | 11.15 | 11.15
OC-FTH-127718-02 | J |  | ORCA - Bretella Ottica G.657.A2 SC/APC -SC/APC Duplex LSZH giallo - 2m (moq. 10 pz) | 10 |  | 11.64 | 11.64
OC-FTH-127718-03 | J |  | ORCA - Bretella Ottica G.657.A2 SC/APC -SC/APC Duplex LSZH giallo - 3m (moq. 10 pz) | 10 |  | 12.14 | 12.14
OC-FTH-127718-05 | J |  | ORCA - Bretella Ottica G.657.A2 SC/APC -SC/APC Duplex LSZH giallo - 5m (moq. 5 pz) | 5 |  | 13.13 | 13.13
OC-FTH-127718-10 | ) |  | ORCA - Bretella Ottica G.657.A2 SC/APC -SC/APC Duplex LSZH giallo - 10m | 1 |  | 15.6 | 15.6
OC-FPS-127703-01 | J |  | ORCA - Bretella Ottica OS2 G.652 SC/APC -SC/APC Simplex LSZH giallo - 1m (moq. 10 pz) | 10 |  | 5.51 | 5.51
OC-FPS-127703-02 | J |  | ORCA - Bretella Ottica OS2 G.652 SC/APC -SC/APC Simplex LSZH giallo - 2m (moq. 10 pz) | 10 |  | 5.7 | 5.7
OC-FPS-127703-03 | J |  | ORCA - Bretella Ottica OS2 G.652 SC/APC -SC/APC Simplex LSZH giallo - 3m (moq. 10 pz) | 10 |  | 5.88 | 5.88
OC-FPS-127703-05 | J |  | ORCA - Bretella Ottica OS2 G.652 SC/APC -SC/APC Simplex LSZH giallo - 5m (moq. 5 pz) | 5 |  | 6.25 | 6.25
OC-FPS-127703-10 | ) |  | ORCA - Bretella Ottica OS2 G.652 SC/APC -SC/APC Simplex LSZH giallo - 10m | 1 |  | 7.18 | 7.18
OC-FPS-127713-01 | J |  | ORCA - Bretella Ottica OS2 G.652 SC/APC -SC/APC Duplex LSZH giallo - 1m (moq. 10 pz) | 10 |  | 11.03 | 11.03
OC-FPS-127713-02 | J |  | ORCA - Bretella Ottica OS2 G.652 SC/APC -SC/APC Duplex LSZH giallo - 2m (moq. 10 pz) | 10 |  | 11.4 | 11.4
OC-FPS-127713-03 | J |  | ORCA - Bretella Ottica OS2 G.652 SC/APC -SC/APC Duplex LSZH giallo - 3m (moq. 10 pz) | 10 |  | 11.77 | 11.77
OC-FPS-127713-05 | J |  | ORCA - Bretella Ottica OS2 G.652 SC/APC -SC/APC Duplex LSZH giallo - 5m (moq. 5 pz) | 5 |  | 12.51 | 12.51
OC-FPS-127713-10 | ) |  | ORCA - Bretella Ottica OS2 G.652 SC/APC -SC/APC Duplex LSZH giallo - 10m | 1 |  | 14.36 | 14.36
OC-FPL-123718-01 | ) |  | ORCA - Bretella Ottica OS2 G.652 LC - SC/APC Duplex LSZH giallo - 1m | 1 |  | 10.82 | 10.82
OC-FPL-123718-02 | ) |  | ORCA - Bretella Ottica OS2 G.652 LC - SC/APC Duplex LSZH giallo - 2m | 1 |  | 11.31 | 11.31
OC-FPL-123718-03 | ) |  | ORCA - Bretella Ottica OS2 G.652 LC - SC/APC Duplex LSZH giallo - 3m | 1 |  | 11.81 | 11.81
OC-FPL-123718-05 | ) |  | ORCA - Bretella Ottica OS2 G.652 LC - SC/APC Duplex LSZH giallo - 5m | 1 |  | 12.81 | 12.81
OC-FPS-187703-01 | ) |  | ORCA - Bretella Ottica Armata HCR OS2 G.652 SC/APC -SC/APC Simplex LSZH - 1m | 1 |  | 8.81 | 8.81
OC-FPS-187703-02 | ) |  | ORCA - Bretella Ottica Armata HCR OS2 G.652 SC/APC -SC/APC Simplex LSZH - 2m | 1 |  | 9.85 | 9.85
OC-FPS-187703-03 | ) |  | ORCA - Bretella Ottica Armata HCR OS2 G.652 SC/APC -SC/APC Simplex LSZH - 3m | 1 |  | 10.89 | 10.89
OC-FPS-187703-05 | ) |  | ORCA - Bretella Ottica Armata HCR OS2 G.652 SC/APC -SC/APC Simplex LSZH - 5m | 1 |  | 12.97 | 12.97
OC-FPS-187703-10 | ) |  | ORCA - Bretella Ottica Armata HCR OS2 G.652 SC/APC -SC/APC Simplex LSZH - 10m | 1 |  | 18.16 | 18.16
OC-FPS-187713-01 | ) |  | ORCA - Bretella Ottica Armata HCR OS2 G.652 SC/APC -SC/APC Duplex LSZH - 1m | 1 |  | 17.63 | 17.63
OC-FPS-187713-02 | ) |  | ORCA - Bretella Ottica Armata HCR OS2 G.652 SC/APC -SC/APC Duplex LSZH - 2m | 1 |  | 19.7 | 19.7
OC-FPS-187713-03 | ) |  | ORCA - Bretella Ottica Armata HCR OS2 G.652 SC/APC -SC/APC Duplex LSZH - 3m | 1 |  | 21.78 | 21.78
OC-FPS-187713-05 | ) |  | ORCA - Bretella Ottica Armata HCR OS2 G.652 SC/APC -SC/APC Duplex LSZH - 5m | 1 |  | 25.93 | 25.93
OC-FPS-187713-10 | ) |  | ORCA - Bretella Ottica Armata HCR OS2 G.652 SC/APC -SC/APC Duplex LSZH - 10m | 1 |  | 36.31 | 36.31
OC-FTH-2S0090-04-15 | ) |  | ORCA - Tratta Fibra Ottica 4 FO G.657.A2 connettorizzato SC/APC su STOA - CPR Dca - 15m | 1 |  | 68.01 | 68.01
OC-FTH-2S0090-04-30 | ) |  | ORCA - Tratta Fibra Ottica 4 FO G.657.A2 connettorizzato SC/APC su STOA - CPR Dca - 30m | 1 |  | 87.14 | 87.14
OC-FTH-2S0090-04-50 | ) |  | ORCA - Tratta Fibra Ottica 4 FO G.657.A2 connettorizzato SC/APC su STOA - CPR Dca - 50m | 1 |  | 112.94 | 112.94
OC-FTH-2S0090-04-O100 | ) |  | ORCA - Tratta Fibra Ottica 4 FO G.657.A2 connettorizzato SC/APC su STOA - cavo indoor/outdoor 4mm - 100m | 1 |  | 177.86 | 177.86
ORCA - SISTEMA FTTx - TOOLS
OC-FTL-160006-01 | J |  | ORCA - Localizzatore laser rottura fibra tascab (fault locator) | 1 |  | 63.3 | 63.3
OC-FTL-160008-00 | ) |  | ORCA - Spela fibra per rivestimento 250um e 900um | 1 |  | 77.38 | 77.38
OC-FTL-160009-00 | ) |  | ORCA - Spela fibra per rivestimento 3mm, 250um e 900um | 1 |  | 84.3 | 84.3
OC-FTL-160011-00 | ) |  | ORCA - Buffer tube stripper (rimuove la guaina fino a 5,5 mm ) | 1 |  | 48.8 | 48.8
OC-FTL-160011-01 | ) |  | ORCA - Buffer tube stripper (rimuove la guaina fino a 3,5 mm ) | 1 |  | 75.34 | 75.34
OC-FTL-160012-00 | ) |  | ORCA - Lame di ricambio per Buffer tube stripper (3 pz.) | 1 |  | 11.3 | 11.3
OC-FTL-160013-00 | ) |  | ORCA - Raccoglitore per fibra (per la preparazione intestazioni) | 1 |  | 20.37 | 20.37
OC-FTL-160014-00 | ) |  | ORCA - Forbici professionali Miller | 1 |  | 74.554 | 74.554
OC-FTL-160015-00 | ) |  | ORCA - Forbici professionali per kevlar (acciaio al carbonio) | 1 |  | 90.37 | 90.37
OC-FTL-160016-00 | ) |  | ORCA - Cutter per kevlar Miller | 1 |  | 82.8 | 82.8
OC-FTL-150002-00 | J |  | ORCA - Fazzoletti per pulizia fibra ottica (Conf. Da 200 pz.) | 1 |  | 6.3654 | 6.3654
OC-FTL-150010-00 | J |  | ORCA - Detergente per pulizia delle fibre ottiche a base alcoolica (latta 500 ml) | 1 |  | 9.87 | 9.87
OC-FTL-150010-02 | ) |  | ORCA - Detergente per pulizia delle fibre ottiche a base acqua (flacone spray 100 ml) | 2 |  | 3.91 | 3.91

## ORCA Rack
Listino Giugno22 |  |  | WWW.COMPASSTECH.IT
Indice
ORCA - Rack
Cod. Compass |  | Cod. Vendor | Descrizione | MOQ |  | End-User | Netto
ORCA - Armadi a Parete |  |  | ORCA - Armadio da parete con pannelli laterali asportabili a sgancio rapido. asole di areazione. finitura Nero RAL 9004. porta anteriore in vetro temprato con chiave. apertura porta 180° - IP20
OC-RAC-571090-06U | J |  | ORCA - Armadio a parete 570X450X370 6U - pannelli asportabili - NERO - Smontato | 1 |  | 99.95 | 99.95
OC-RAC-571090-09U | J |  | ORCA - Armadio a parete 570X450X500 9U - pannelli asportabili - NERO - Smontato | 1 |  | 109.77 | 109.77
OC-RAC-571090-12U | J |  | ORCA - Armadio a parete 570X450X635 12U - pannelli asportabili - NERO - Smontato | 1 |  | 132.53 | 132.53
OC-RAC-571090-15U | J |  | ORCA - Armadio a parete 570X450X770 15U - pannelli asportabili - NERO - smontato | 1 |  | 165.22 | 165.22
OC-RAC-571100-12U | J |  | ORCA - Armadio a parete 570X600X635 12U - pannelli asportabili - NERO - Smontato | 1 |  | 161.92 | 161.92
OC-RAC-571100-15U | J |  | ORCA - Armadio a parete 570X600X770 15U - pannelli asportabili - NERO - Smontato | 1 |  | 193.97 | 193.97
ORCA - Accessori per Armadi
OC-RAC-558842-00 | L |  | ORCA - Porta grigliata frontale e posteriore alta densità per armadi a pavimento 42U L.800 | 1 |  | 55.77 | 55.77
OC-RAC-550101-00 | L |  | ORCA - Pannello passacavi tetto/base con spazzole (solo per "U" serie) | 1 |  | 8.8 | 8.8
OC-RAC-550270-00 | J |  | ORCA - Staffe con anello DX e SX gestione cavi nero lucido Ar600 | 1 |  | 15.45 | 15.45
OC-RAC-550280-00 | J |  | ORCA - Staffe DX e SX gestione cavi nero lucido Ar 800 | 1 |  | 17.87 | 17.87
OC-RAC-550290-00 | J |  | ORCA - Kit staffe arretrate dx/sx gestcavi oriz nero lucido AR800 | 1 |  | 10.05 | 10.05
OC-ACC-570124-24 | J |  | ORCA - Barra di supporto cavi posteriore x pannello AMP 5e 6 std | 1 |  | 4.95 | 4.95
OC-PP-570121-24 | J |  | ORCA - Pannello scarico per Jack TIPO AMP SL Toolless iconab, etichettab | 1 |  | 14.13 | 14.13
OC-PP-570122-24 | J |  | ORCA - Pannello scarico per Keystone Jack UTP ORCA 24 porte con suppotrto cavi - 1U | 1 |  | 14.06 | 14.06
OC-PP-570123-24 | J |  | ORCA - Pannello scarico per Keystone Jack UTP ORCA 24 porte - 1U | 1 |  | 12.33 | 12.33
OC-PP-570123-48 | L |  | ORCA - Pannello scarico per Keystone Jjack UTP ORCA 48 porte - 2U | 1 |  | 15.26 | 15.26
ORCA - Armadi SERVER |  |  | ORCA - Armadi SERVER con doppi montanti zincati a 19" arretrabili, porta anteriore grigliata 75% posteriore grigliata 75% DB, apribili a 180° con chiave, asole di areazione, pannelli laterali asportabili a sgancio rapido. Ingresso cavi superiore ed inferiore. Finitura Nero RAL 9005. Canale passacavi laterali integrate (solo per versioni larghe 800). Piedini di stazionamento regolabili e kit di terra
OC-RAC-572800-42N | J |  | ORCA - Rack Server PFr 1anta e PPo dpbatt,gr75,pann lat ciechi,piedini,mont fronte/retro 19'' - 42U 800x1000,portata 800Kg Nero | 1 |  | 925.78 | 925.78
OC-RAC-572600-42N | J |  | ORCA - Rack Server PFr 1anta e PPo dpbatt,gr75,pann lat ciechi,piedini,mont fronte/retro 19'' - 42U 600x1000,portata 800Kg Nero | 1 |  | 920.28 | 920.28
ORCA - Armadi a Pavimento |  |  | ORCA - Armadi DA PAVIMENTO (WxDxH) con montanti zincati a 19" arretrabili, porta anteriore in vetro temperato, asole di areazione, pannelli posteriore e laterali ciechi asportabili a sgancio rapido. Ingresso cavi superiore ed inferiore. Piedini di stazionamento regolabili e kit di terra. Finitura Nero RAL 9005. (Canale passacavi laterali integrate e doppi montanti solo per versioni larghezza 800)
OC-RAC-572201-20N | J |  | ORCA - Armadio a pavimento 600x600x20U smontabile, piedini (zoccolo optional), portata 500 kg Nero | 1 |  | 430.29 | 430.29
OC-RAC-572200-24N | J |  | ORCA - Armadio a pavimento 600x600x24U, smontabile, piedini (zoccolo optional), portata 500 kg Nero | 1 |  | 442.61 | 442.61
OC-RAC-572200-27N | J |  | ORCA - Armadio a pavimento 600x600x27U, smontabile, piedini (zoccolo optional), portata 500 kg Nero | 1 |  | 460.31 | 460.31
OC-RAC-572200-33N | J |  | ORCA - Armadio a pavimento 600X600X33U, smontabile, piedini (zoccolo optional), portata 500 kg Nero | 1 |  | 495.33 | 495.33
OC-RAC-572200-42N | ) |  | ORCA - Armadio a pavimento 600X600X42U, smontabile, piedini (zoccolo optional), portata 500 kg Nero | 1 |  | 581.4 | 581.4
OC-RAC-576800-27N | ) |  | ORCA - Armadio a pavimento 600X800X27U doppi montanti, smontabile, piedini (zoccolo optional), portata 500 kg Nero | 1 |  | 497.84 | 497.84
OC-RAC-576800-33N | ) |  | ORCA - Armadio a pavimento 600X800X33U doppi montanti, smontabile, piedini (zoccolo optional), portata 500 kg Nero | 1 |  | 564.41 | 564.41
OC-RAC-576800-42N | ) |  | ORCA - Armadio a pavimento 600X800X42U doppi montanti, smontabile, piedini (zoccolo optional), portata 500 kg Nero | 1 |  | 605.77 | 605.77
OC-RAC-576800-47N | ) |  | ORCA - Armadio a pavimento 600X800X47U doppi montanti, smontabile, piedini (zoccolo optional), portata 500 kg Nero | 1 |  | 715.13 | 715.13
OC-RAC-572700-33N | J |  | ORCA - Armadio a pavimento 800X800X33U doppi montanti, smontabile, piedini (zoccolo optional), portata 500 kg Nero | 1 |  | 669.25 | 669.25
OC-RAC-572700-42N | J |  | ORCA - Armadio a pavimento 800X800X42U doppi montanti, smontabile, piedini (zoccolo optional), portata 500 kg Nero | 1 |  | 730.12 | 730.12
OC-RAC-572700-47N | ) |  | ORCA - Armadio a pavimento 800X800X47U doppi montanti, smontabile, piedini (zoccolo optional), portata 500 kg Nero | 1 |  | 824.18 | 824.18
ORCA - Armadi a parete - ASSEMBLATI |  |  | ORCA - Armadi A PARETE (WxDxH) con telaio montanti anteriori 19" arretrabili e posteriore fisso, porta anteriore in vetro temperato, asole di areazione, pannelli laterali ciechi asportabili a sgancio rapido. Ingresso cavi superiore ed inferiore. Finitura Nero RAL 9005.
OC-RAC-571090-06N | ) |  | ORCA - Armadio a muro, 540X450X6U Nero Assemblato | 1 |  | 107.85 | 107.85
OC-RAC-571090-09N | ) |  | ORCA - Armadio a muro, 540X450X9U Nero Assemblato | 1 |  | 120.22 | 120.22
OC-RAC-571090-12N | ) |  | ORCA - Armadio a muro, 540X450X12U Nero Assemblato | 1 |  | 133.88 | 133.88
OC-RAC-571090-15N | ) |  | ORCA - Armadio a muro, 540X450X15U Nero Assemblato | 1 |  | 163.14 | 163.14
OC-RAC-571100-12N | ) |  | ORCA - Armadio a muro, 540X600X12U Nero Assemblato | 1 |  | 167.49 | 167.49
OC-RAC-571100-15N | ) |  | ORCA - Armadio a muro, 540X600X15U Nero Assemblato | 1 |  | 205.3 | 205.3
OC-RAC-572200-20N | ) |  | ORCA - Armadio a muro, 540X600X20U Nero Assemblato | 1 |  | 279.03 | 279.03
ORCA - Armadi a parete - FLAT PACK |  |  | ORCA - Armadi A PARETE (WxDxH) con telaio montanti anteriori 19" arretrabili e posteriore fisso, porta anteriore in vetro temperato, asole di areazione, pannelli laterali ciechi asportabili a sgancio rapido. Ingresso cavi superiore ed inferiore. Finitura Nero RAL 9005.
OC-RAC-571090-06NU | J |  | ORCA - Armadio a muro, 540X450X6U Nero - Flat Pack | 1 |  | 104.01 | 104.01
OC-RAC-571090-09NU | J |  | ORCA - Armadio a muro, 540X450X9U Nero - Flat Pack | 1 |  | 116.05 | 116.05
OC-RAC-571090-12NU | J |  | ORCA - Armadio a muro, 540X450X12U Nero - Flat Pack | 1 |  | 129.4 | 129.4
OC-RAC-571090-15NU | J |  | ORCA - Armadio a muro, 540X450X15U Nero - Flat Pack | 1 |  | 157.59 | 157.59
OC-RAC-571100-12NU | J |  | ORCA - Armadio a muro, 540X600X12U Nero - Flat Pack | 1 |  | 164.62 | 164.62
OC-RAC-571100-15NU | J |  | ORCA - Armadio a muro, 540X600X15U Nero - Flat Pack | 1 |  | 195.03 | 195.03
OC-RAC-572200-20NU | J |  | ORCA - Armadio a muro, 540X600X20U Nero - Flat Pack | 1 |  | 265.98 | 265.98
ORCA - ARMADIO DI SICUREZZA
OC-RAC-585515-01 | ) |  | ORCA - Armadio di Sicurezza dim. 580Lx546Hx150P protezione DVR - Pred. PDU 4vie - base VESA - doppia chiave | 1 | NEW | 144.89 | 144.89
OC-RAC-585515-02 | J |  | ORCA - Staffa da 2U per armadio di Sicurezza (opzionale) | 1 | NEW | 19.42 | 19.42
OC-PWR-475000-04 | J |  | ORCA - Canalina alimentazione 4 prese multistandard, per armadio di Sicurezza o 10" | 1 | NEW | 31.39 | 31.39
ORCA - ACCESSORI RACK
OC-RAC-571055-02N | J |  | ORCA - Passapermute 1U, 5 anelli in metallo - NERO | 1 |  | 12.74 | 12.74
OC-RAC-571055-02 | J |  | ORCA - Passapermute 1U, 5 anelli in metallo (2pz) - NERO | 1 |  | 15.9 | 15.9
OC-RAC-570025-05 | J |  | ORCA - Passapermute 1U, 5 anelli in PVC - NERO | 1 |  | 6.24 | 6.24
OC-PP-550101-05 | ) |  | ORCA - Pannello passapermute orizzontale a 4 anelli 2U. Nero RAL 9005 | 1 |  | 14.81 | 14.81
OC-RAC-550270-01N | J |  | ORCA - Kit 2 anelli laterali gest. cavi verticale, fissaggio su monatante, anche per rack L.600mm (cad.) | 2 | NEW | 3.49 | 3.49
OC-RAC-550230-01S | J |  | ORCA - Kit 50 viti e dadi oscillanti M6 - colore silver | 1 |  | 8.42 | 8.42
OC-RAC-550230-01N | J |  | ORCA - Kit 50 viti e dadi oscillanti M6 - colore nero | 1 |  | 8.54 | 8.54
OC-RAC-550230-00S | J |  | ORCA - Kit 50 viti, rondelle e dadi oscillanti M6 - Colore silver | 1 |  | 12.83 | 12.83
OC-RAC-550230-00N | J |  | ORCA - Kit 50 viti, rondelle e dadi oscillanti M6 - Colore nero | 1 |  | 12.66 | 12.66
OC-RAC-550100-01N | J |  | ORCA - Kit 4 ruote di cui 2/freno per armadi a pavimento, diam.50mm. Perno M10 | 1 |  | 38.27 | 38.27
OC-RAC-550101-00N | J |  | ORCA - Kit spazzola ingresso cavi da tetto - Nero | 1 |  | 23.15 | 23.15
OC-RAC-550270-09N | J |  | ORCA - Giunto di unione Armadi da pavimento - Colore nero | 1 |  | 23.08 | 23.08
OC-RAC-550620-00N | J |  | ORCA - Coppia montanti posteriori p/armadi - h.20U - prof. 600/800mm | 1 |  | 38.6 | 38.6
OC-RAC-550624-00N | J |  | ORCA - Coppia montanti posteriori p/armadi - h.24U - prof. 600/800mm | 1 |  | 39.71 | 39.71
OC-RAC-550627-00N | J |  | ORCA - Coppia montanti posteriori p/armadi - h.27U - prof. 600/800mm | 1 |  | 42.71 | 42.71
OC-RAC-550633-00N | J |  | ORCA - Coppia montanti posteriori p/armadi - h.33U - prof. 600/800mm | 1 |  | 45.42 | 45.42
OC-RAC-550642-00N | J |  | ORCA - Coppia montanti posteriori p/armadi - h.42U - prof. 600/800mm | 1 |  | 50.85 | 50.85
OC-RAC-550120-01N | J |  | ORCA - Pannello cieco 1U - Nero | 1 | NEW | 9.92 | 9.92
OC-RAC-550120-02N | J |  | ORCA - Pannello cieco 2U - Nero | 1 | NEW | 12.79 | 12.79
OC-RAC-550120-03N | J |  | ORCA - Pannello cieco 3U - Nero | 1 | NEW | 14.3 | 14.3
OC-RAC-554440-00 | J |  | ORCA - Kit M/Terra equipotenziale, barra rame 10 fori M6 L.240x3mm, 2 isolatori | 1 | NEW | 47.97 | 47.97
OC-RAC-550505-01N | J |  | ORCA - Maniglia per rack a pavimento, apertura a combinazione numerica meccanica | 1 | NEW | 83.64 | 83.64
ORCA - ZOCCOLI
OC-RAC-556642-01N | J |  | ORCA - Zoccolo cieco per armadi a pavimento 600x600 - NERO | 1 |  | 47.08 | 47.08
OC-RAC-558642-01N | J |  | ORCA - Zoccolo cieco per armadi a pavimento 600x800 / 800x600 - NERO | 1 |  | 51.94 | 51.94
OC-RAC-558842-01N | J |  | ORCA - Zoccolo cieco per armadi a pavimento 800x800 - NERO | 1 |  | 58.45 | 58.45
OC-RAC-558142-01N | J |  | ORCA - Zoccolo cieco per armadi a pavimento 800x1000 - NERO | 1 |  | 61.58 | 61.58
OC-RAC-556142-01N | J |  | ORCA - Zoccolo cieco per armadi a pavimento 600x1000 - NERO | 1 | NEW | 60.63 | 60.63
ORCA - Ripiani
OC-RAC-550080-02N | J |  | ORCA - Ripiano a sbalzo profondo 250mm, 2U, colore nero 25Kg | 1 |  | 16.8 | 16.8
OC-RAC-550090-02N | J |  | ORCA - Ripiano a sbalzo profondo 400mm, 2U, colore nero 25Kg | 1 |  | 24.27 | 24.27
OC-RAC-550070-01N | J |  | ORCA - Ripiano fisso, fissaggio 4 montanti per armadi a pavimento, adattabile prof. 600/800 | 1 | NEW | 55.45 | 55.45
OC-RAC-550060-01N | J |  | ORCA - Ripiano fisso, fissaggio 4 montanti per armadi a pavimento prof. 600 | 1 | NEW | 42.08 | 42.08
OC-RAC-550071-01N | J |  | ORCA - Ripiano estraibile prof. 600 per rack 800, 1U, fissaggio 2 montanti + rinforzo, port. 40 KG | 1 | NEW | 250.84 | 250.84
OC-RAC-550072-01N | J |  | ORCA - Ripiano estraibile prof. 750 per rack 1000, 2U, fissaggio 4 montanti, port. 40 KG | 1 | NEW | 289 | 289
OC-RAC-550091-02N | ) |  | ORCA - Cassetto scorrevole porta tastiera, 2U | 1 | NEW | 79.37 | 79.37
ORCA - Gruppi ventole raffreddamento
OC-RAC-550100-00N | J |  | ORCA - Ventola Singola da tetto per armadio con gliglia di protezione | 1 |  | 29.15 | 29.15
OC-RAC-550100-00NT | J |  | ORCA - Ventola Singola da tetto per armadio con griglia di protezione e termostato | 1 |  | 61.47 | 61.47
OC-RAC-550100-02N | J |  | ORCA - Gruppo 2 ventole da tetto per armadio con griglia di protezione | 1 |  | 63.21 | 63.21
OC-RAC-550100-02NT | J |  | ORCA - Gruppo 2 ventole da tetto per armadio con griglia di protezione e termostato | 1 |  | 89.07 | 89.07
OC-RAC-550100-04N | J |  | ORCA - Gruppo 4 ventole da tetto per armadio da pavimento con griglia di protezione | 1 |  | 111.58 | 111.58
OC-RAC-550100-04NT | J |  | ORCA - Gruppo 4 ventole da tetto per armadio da pavimento con griglia di protezione e termostato. | 1 |  | 139.67 | 139.67
OC-RAC-550100-00 | K |  | ORCA - Ventola Singola da tetto per armadio con gliglia di protezione (solo per "U" serie) | 1 |  | 9.63 | 9.63
OC-RAC-550100-02 | K |  | ORCA - Gruppo 2 ventole da tetto per armadio con gliglia di protezione (solo per "U" serie) | 1 |  | 25.92 | 25.92
ORCA - Ricambi
OC-RAC-558842-00N | ) |  | ORCA - Porta grigliata 1B, frontale o posteriore alta densita' per armadi a pavimento 42U L.800 | 1 |  | 189.83 | 189.83
ORCA - PDU - Canaline di Alimentazione
OC-PWR-485000-06 | J |  | ORCA - Canalina 1U - 19" con 6 shuko bipasso,int. Luminoso 250V 16A nero Aletta rinforzata | 1 |  | 25.66 | 25.66
OC-PWR-495000-06 | J |  | ORCA - 6 prese Multistandard con int.magnetotermico BIP 16A Montaggio 19"- Interno | 1 |  | 60.34 | 60.34
OC-PWR-495000-08 | J |  | ORCA - 8 prese Multistandard con interruttore luminoso protetto 16A Montaggio 19"- Interno | 1 |  | 49.97 | 49.97
OC-PWR-495000-09 | ) |  | ORCA - 9 prese Multistandard 16A Montaggio 19"- Interno | 1 |  | 55.14 | 55.14
OC-PWR-495000-12 | J |  | ORCA - 12 prese Multistandard con int.magnetotermico BIP 16A | 1 |  | 87.09 | 87.09
OC-PWR-495000-13 | J |  | ORCA - 13 prese Multistandard con interruttore luminoso protetto 16A | 1 |  | 79.98 | 79.98
OC-PWR-482000-06 | J |  | ORCA - Canalina 1U - 19" con 6 shuko bipasso, int. Luminoso 250V 16A, colore nero, corpo metallico | 1 |  | 31.2 | 31.2
OC-PWR-482000-16 | J |  | ORCA - Canalina 1U - 19" con 6 shuko bipasso, int. MT 250V 16A, colore nero, corpo metallico, cavo mt | 1 |  | 39 | 39
OC-PWR-482000-08 | J |  | ORCA - Canalina 1U - 19" con 8 shuko bipasso, int. Luminoso 250V 16A, colore nero, corpo metallico | 1 |  | 36.4 | 36.4
OC-PWR-482000-24 | ) |  | ORCA - IP PDU - Canalina installazione verticale - 32A, 18xC13 + 6xC19 | 1 |  | 486 | 486
OC-PWR-482000-12 | ) |  | ORCA - Canalina installazione verticale 12 Shuko bipasso 16A, Interruttore Luminoso, DIN 49441, cavo 2mt | 1 |  | 70.72 | 70.72
ORCA - Armadi Server Serie PLATINUM Line
OC-RAC-601042-00N | L |  | ORCA - Platinum Line - 42U 600x1000 - Rack Server porta ant 1anta e post DB grigliate 63% - Nero RAL 9005 | 1 |  | Richiedere | #VALUE!
OC-RAC-801042-00N | L |  | ORCA - Platinum Line - 42U 800x1000 - Rack Server porta ant 1anta e post DB grigliate 63% - Nero RAL 9005 | 1 |  | Richiedere | #VALUE!
ORCA - Armadi da Pavimento Serie PLATINUM Line
OC-RAC-606026-00N | L |  | ORCA - Platinum Line - 26U 600x600 - Armadio da pavimento porta frontale DB vetro post. cieca - Nero RAL 9005 | 1 |  | Richiedere | #VALUE!
OC-RAC-606032-00N | L |  | ORCA - Platinum Line - 32U 600x600 - Armadio da pavimento porta frontale DB vetro post. cieca - Nero RAL 9005 | 1 |  | Richiedere | #VALUE!
OC-RAC-606042-00N | L |  | ORCA - Platinum Line - 42U 600x600 - Armadio da pavimento porta frontale DB vetro post. cieca - Nero RAL 9005 | 1 |  | Richiedere | #VALUE!
OC-RAC-608026-00N | L |  | ORCA - Platinum Line - 26U 600x800 - Armadio da pavimento porta frontale DB vetro post. cieca - Nero RAL 9005 | 1 |  | Richiedere | #VALUE!
OC-RAC-608032-00N | L |  | ORCA - Platinum Line - 32U 600x800 - Armadio da pavimento porta frontale DB vetro post. cieca - Nero RAL 9005 | 1 |  | Richiedere | #VALUE!
OC-RAC-608042-00N | L |  | ORCA - Platinum Line - 42U 600x800 - Armadio da pavimento porta frontale DB vetro post. cieca - Nero RAL 9005 | 1 |  | Richiedere | #VALUE!
OC-RAC-608047-00N | L |  | ORCA - Platinum Line - 47U 600x800 - Armadio da pavimento porta frontale DB vetro post. cieca - Nero RAL 9005 | 1 |  | Richiedere | #VALUE!
OC-RAC-808032-00N | L |  | ORCA - Platinum Line - 32U 800x800 - Armadio da pavimento porta frontale DB vetro post. cieca - Nero RAL 9005 | 1 |  | Richiedere | #VALUE!
OC-RAC-808042-00N | L |  | ORCA - Platinum Line - 42U 800x800 - Armadio da pavimento porta frontale DB vetro post. cieca - Nero RAL 9005 | 1 |  | Richiedere | #VALUE!
OC-RAC-808047-00N | L |  | ORCA - Platinum Line - 47U 800x800 - Armadio da pavimento porta frontale DB vetro post. cieca - Nero RAL 9005 | 1 |  | Richiedere | #VALUE!
ORCA - Accessori Serie Serie PLATINUM Line
OC-RAC-556037-50P | L |  | ORCA - Platinum Line - Ripiano fisso, 1U 19'' , 4 punti di fissaggio, P= 370mm per rack P=600 mm, capacità di carico 50 kg | 1 |  | Richiedere | #VALUE!
OC-RAC-558057-50P | L |  | ORCA - Platinum Line - Ripiano fisso, 1U 19'' , 4 punti di fissaggio, P= 570mm per rack P=800 mm, capacità di carico 50 kg | 1 |  | Richiedere | #VALUE!
OC-RAC-551072-50P | L |  | ORCA - Platinum Line - Ripiano fisso, 1U 19'' , 4 punti di fissaggio, P= 720mm per rack P=1000 mm, capacità di carico 50 kg | 1 |  | Richiedere | #VALUE!
OC-RAC-550025-30P | L |  | ORCA - Platinum Line - Ripiano fisso, 1U 19”, P=250 mm, 2 punti di fissaggio, capacità di carico 30 kg | 1 |  | Richiedere | #VALUE!
OC-RAC-550030-30P | L |  | ORCA - Platinum Line - Ripiano fisso, 1U 19”, P=300 mm, 2 punti di fissaggio, capacità di carico 30 kg | 1 |  | Richiedere | #VALUE!
OC-RAC-550040-30P | L |  | ORCA - Platinum Line - Ripiano fisso, 1U 19”, P=400 mm, 2 punti di fissaggio, capacità di carico 30 kg | 1 |  | Richiedere | #VALUE!
OC-RAC-552500-04P | L |  | ORCA - Platinum Line - Kit 4 ruote, 2 con freno | 1 |  | Richiedere | #VALUE!
OC-RAC-556610-00P | L |  | ORCA - Platinum Line - Zoccolo H=100mm L=600mm P=600mm Modulare | 1 |  | Richiedere | #VALUE!
OC-RAC-556810-00P | L |  | ORCA - Platinum Line - Zoccolo H=100mm L=600mm P=800mm Modulare | 1 |  | Richiedere | #VALUE!
OC-RAC-556110-00P | L |  | ORCA - Platinum Line - Zoccolo H=100mm L=600mm P=1000mm Modulare | 1 |  | Richiedere | #VALUE!
OC-RAC-558810-00P | L |  | ORCA - Platinum Line - Zoccolo H=100mm L=800mm P=800mm Modulare | 1 |  | Richiedere | #VALUE!
OC-RAC-558110-00P | L |  | ORCA - Platinum Line - Zoccolo H=100mm L=800mm P=1000mm Modulare | 1 |  | Richiedere | #VALUE!
OC-RAC-554440-00P | L |  | ORCA - Platinum Line - Kit messa a terra, 6 punti di contatto, 4pz diametro 4 mm x 40cm lunghezza | 1 |  | Richiedere | #VALUE!
OC-RAC-550119-00P | L |  | ORCA - Platinum Line - 1U 19" pannello cieco montaggio a incastro | 1 |  | Richiedere | #VALUE!
OC-RAC-550119-01P | L |  | ORCA - Platinum Line - 1U 19" pannello cieco ventilato montaggio a incastro | 1 |  | Richiedere | #VALUE!
OC-RAC-550119-02P | L |  | ORCA - Platinum Line - 1U 19" Pannello cieco montaggio con viti | 1 |  | Richiedere | #VALUE!
OC-RAC-550119-03P | L |  | ORCA - Platinum Line - 1U 19" pannello cieco ventilato montaggio con viti | 1 |  | Richiedere | #VALUE!
OC-RAC-550100-01P | L |  | ORCA - Platinum Line - Ventola singola con interruttore ON/OFF | 1 |  | Richiedere | #VALUE!
OC-RAC-550100-02P | L |  | ORCA - Platinum Line - Gruppo 2 ventole con interruttore ON/OFF | 1 |  | Richiedere | #VALUE!
OC-RAC-550100-04P | L |  | ORCA - Platinum Line - Gruppo 4 ventole con interruttore ON/OFF | 1 |  | Richiedere | #VALUE!
OC-RAC-550100-02PT | L |  | ORCA - Platinum Line - Gruppo 2 ventole con termostato digitale | 1 |  | Richiedere | #VALUE!
OC-RAC-550100-04PT | L |  | ORCA - Platinum Line - Gruppoo 4 ventole con termostato digitale | 1 |  | Richiedere | #VALUE!
OC-RAC-552600-00P | L |  | ORCA - Platinum Line - Kit canale passacavi verticali 26U in metallo, destro+sinistro | 1 |  | Richiedere | #VALUE!
OC-RAC-553200-00P | L |  | ORCA - Platinum Line - Kit canale passacavi verticali 32U in metallo, destro+sinistro | 1 |  | Richiedere | #VALUE!
OC-RAC-554200-00P | L |  | ORCA - Platinum Line - Kit canale passacavi verticali 42U in metallo, destro+sinistro | 1 |  | Richiedere | #VALUE!
OC-RAC-554700-00P | L |  | ORCA - Platinum Line - Kit canale passacavi verticali 47U in metallo, destro+sinistro | 1 |  | Richiedere | #VALUE!

## Fluke
Listino Giugno22 |  |  | WWW.COMPASSTECH.IT
Indice
Fluke
Cod. Compass |  | Cod. Vendor | Descrizione | MOQ |  | End-User | Netto
Tester Certificatori in rame
DSX-8000 CableAnalyzer
FK-STR-DSX-8000W-INT | L | DSX-8000-W INT | FLUKE - DSX-8000 Cat 8 CableAnalyzer 2 GHz: unità principale e remota Versiv+2 moduli in rame Cat 8 DSX+adatt. wireless | 1 |  | Richiedere | #VALUE!
FK-STR-DSX2-8000 INT | ) | DSX2-8000 INT | FLUKE - DSX-8000 Cat 8 CableAnalyzer 2 GHz con Wi-Fi abilitato: unità principale e remota Versiv2 (N-120) | 1 |  | 14590 | 14590
FK-STR-DSX28000GLDINT | ) | DSX2-8000/GLD INT | FLUKE - DSX-8000 Cat 8 CableAnalyzer 2 GHz con Wi-Fi abilitato: unità principale e remota Versiv2 +1 anno Gold (N-120) | 1 |  | 15801 | 15801
FK-STR-DSX2-8000-ADDR | ) | DSX2-8000-ADD-R | FLUKE - Kit add-on DSX-8000 Cat 8 CableAnalyzer da 2 GHz con unità remota: 2 moduli Cat 8 DSX + unità remota Versiv2 (N-120) | 1 |  | 13691 | 13691
DSX-8000 CableAnalyzer - Accessori -
FK-STR-VERSIV2-M INTL | ) | VERSIV2-M INTL | FLUKE - Unità di sostituzione principale Versiv2 (N-140) | 1 |  | 2873 | 2873
FK-ACC-VERSIV2-RU | ) | VERSIV2-RU | FLUKE - Unità di sostituzione remota Versiv2 (N-140) | 1 |  | 2298 | 2298
FK-STR-DSX-8000-MOD | ) | DSX-8000-MOD | FLUKE - Singolo modulo DSX-8000 Cat 8 CableAnalyzer da 2 GHz: (1) modulo in rame DSX (N-120) | 1 |  | 7884 | 7884
FK-STR-DSX-PLA804S | ) | DSX-PLA804S | FLUKE - Set di adattatori Permanent Link Cat 8 per DSX-8000 (N-140) | 1 |  | 1640 | 1640
FK-STR-DSX-8-TERA-KIT | ) | DSX-8-TERA-KIT | FLUKE - Kit set di adattatori canale e adattatori DSX-8000 Tera Cat 7A/Classe 7A e Cat 8.2/Classe II Permanent Link (N-140) | 1 |  | 1832 | 1832
FK-ACC-DSX-CHA8-GG45S | ) | DSX-CHA-8-GG45-S | FLUKE - Set di adattatori di canale DSX-8000 GG45 Cat 7A/Classe FA (N-140) | 1 |  | 705 | 705
FK-STR-DSX-CHA804S | ) | DSX-CHA804S | FLUKE - Set di adattatori di canale Cat 8 per DSX-8000 (N-140) | 1 |  | 743 | 743
DSX-8000 CableAnalyzer - Contratti di Manutenzione -
FK-ACC-GLD-DSX-8000 | ) | GLD-DSX-8000 | FLUKE - 1 anno di servizi Gold per DSX-8000 oppure DSX-8000-W (N-750) | 1 |  | 1284 | 1284
FK-ACC-GLD3-DSX-8000 | ) | GLD3-DSX-8000 | FLUKE - 3 anni di servizi Gold per DSX-8000 oppure DSX-8000-W (N-750) | 1 |  | 3420 | 3420
FK-ACC-GLD-DSX-8-ADD | ) | GLD-DSX-8-ADD | FLUKE - 1 anno di servizi Gold per DSX-8000-ADD (N-750) | 1 |  | 1152 | 1152
FK-ACC-GLD-DSX-8000MI | ) | GLD-DSX-8000MI | FLUKE - 1 anno di servizi Gold per DSX-8000Mi oppure DSX-8000Mi-W (N-750) | 1 |  | 2232 | 2232
FK-ACC-GLD3-DSX-8000M | ) | GLD3-DSX-8000MI | FLUKE - 3 anni di servizi Gold per DSX-8000Mi oppure DSX-8000Mi-W (N-750) | 1 |  | 6012 | 6012
FK-ACC-GLD-DSX-8000OI | ) | GLD-DSX-8000OI | FLUKE - 1 anno di servizi Gold per DSX-8000Oi oppure DSX-8000Oi-W (N-750) | 1 |  | 3168 | 3168
FK-ACC-GLD-DSX-8000QI | ) | GLD-DSX-8000QI | FLUKE - 1 anno di servizi Gold per DSX-8000Qi oppure DSX-8000Qi-W (N-750) | 1 |  | 2928 | 2928
FK-ACC-GLD3-DSX8000QI | ) | GLD3-DSX-8000QI | FLUKE - 3 anni di servizi Gold per DSX-8000Qi oppure DSX-8000Qi-W (N-750) | 1 |  | 7884 | 7884
FK-ACC-GLD-DSX8000QOI | ) | GLD-DSX-8000QOI | FLUKE - 1 anno di servizi Gold per DSX-8000QOi oppure DSX-8000QOi-NW (N-750) | 1 |  | 4296 | 4296
FK-ACC-GLD3DSX8000QOI | ) | GLD3-DSX-8000QOI | FLUKE - 3 anni di servizi Gold per DSX-8000QOi oppure DSX-8000QOi-NW (N-750) | 1 |  | 11592 | 11592
DSX-5000 CableAnalyzer
FK-STR-DSX2-5000 INT | ) | DSX2-5000 INT | FLUKE - DSX-5000 CableAnalyzer 1 GHz: unità principale e remota Versiv2+2 moduli DSX-5000 + WiFi abilitato (N-120) | 1 |  | 12872 | 12872
FK-STR-DSX25000GLDINT | ) | DSX2-5000/GLD INT | FLUKE - DSX-5000 CableAnalyzer 1 GHz: unità principale e remota Versiv2+2 moduli DSX-5000+WiFi abilitato+1 anno Gold (N-120) | 1 |  | 14030 | 14030
FK-STR-DSX2-ADD-R | ) | DSX2-ADD-R | FLUKE - Kit add-on modulo DSX-5000 CableAnalyzer da 1 GHz con unità remota: 2 moduli DSX-5000 + unità remota Versiv2 (N-120) | 1 |  | 12267 | 12267
FK-STR-DSX-ADD | ) | DSX-ADD | FLUKE - Kit add-on modulo DSX-5000 CableAnalyzer da 1 GHz: (2) moduli in rame DSX (N-120) | 1 |  | 11689 | 11689
DSX-5000 CableAnalyzer - Accessori -
FK-STR-DSX-5000 Mod | ) | DSX-5000 Mod | FLUKE - Singolo modulo DSX-5000 CableAnalyzer da 1 GHz: (1) modulo in rame DSX (N-140) | 1 |  | 5158 | 5158
FK-STR-DSX-TERA-KIT | ) | DSX-TERA-KIT | FLUKE - Kit set di adattatori canale e adattatori DSX Tera Cat 7A/Classe 7A Permanent Link (N-140) | 1 |  | 1583 | 1583
FK-STR-DSX-COAX | ) | DSX-COAX | FLUKE - Set di adattatori coassiali DSX (N-140) | 1 |  | 916 | 916
FK-ACC-DSX-PLA004S | ) | DSX-PLA004S | FLUKE - Set di adattatori Permanent Link DSX Cat 6A/Classe EA (N-140) | 1 |  | 1211 | 1211
FK-ACC-DSX-CHA004S | ) | DSX-CHA004S | FLUKE - Set di adattatori di canale DSX Cat 6A/Classe EA (N-140) | 1 |  | 576 | 576
FK-ACC-DSX-REFMOD | ) | DSX-REFMOD | FLUKE - Modulo di riferimento set DSX (N-140) | 1 |  | 631 | 631
FK-ACC-DSX-CHA021S | ) | DSX-CHA021S | FLUKE - Set di adattatori di canale DSX Industrial Ethernet M12 a 4 posizioni | 1 |  | 800 | 800
FK-ACC-DSX-CHA011S | ) | DSX-CHA011S | FLUKE - Set di adattatori di canale DSX Tera Cat 7A/Classe FA | 1 |  | 576 | 576
FK-ACC-VERSIV-CASE3 | ) | VERSIV-CASE3 | FLUKE - Cassetta portattrezzi Versiv -può contenere DSX2-5000QOi/DSX2-8000QOi, supporto dimostrativo e cavo in fibra- (N-140) | 1 |  | 1153 | 1153
FK-ACC-VERSIV-SM-CASE | ) | VERSIV-SM-CASE | FLUKE - Custodia piccola per il trasporto Versiv (con FI-7000) (N-140) | 1 |  | 126 | 126
FK-ACC-VERSIV-TSET | ) | VERSIV-TSET | FLUKE - Cuffie Versiv (N-140) | 1 |  | 57 | 57
FK-ACC-VERSIV-BATTERY | ) | VERSIV-BATTERY | FLUKE - Batteria Versiv (N-140) | 1 |  | 488 | 488
FK-ACC-VERSIV-STRP | ) | VERSIV-STRP | FLUKE - Kit tracolle Versiv (N-140) | 1 |  | 75 | 75
FK-ACC-VERSIV-STND | ) | VERSIV-STND | FLUKE - Supporto dimostrativo Versiv (N-140) | 1 |  | 81 | 81
FK-ACC-TFS-USB-CBL | ) | TFS-USB-CBL | FLUKE - Cavo USB, da standard A a micro B (N-140) | 1 |  | 29 | 29
DSX-5000 CableAnalyzer - Contratti di Manutenzione -
FK-ACC-GLD-DSX-5000 | ) | GLD-DSX-5000 | FLUKE - 1 anno di servizi Gold per DSX-5000 (N-750) | 1 |  | 1164 | 1164
FK-ACC-GLD3-DSX-5000 | ) | GLD3-DSX-5000 | FLUKE - 3 anni di servizi Gold per DSX-5000 (N-750) | 1 |  | 3168 | 3168
FK-ACC-GLD-DSX-5000Qi | ) | GLD-DSX-5000Qi | FLUKE - 1 anno di servizi Gold per DSX-5000Qi (N-750) | 1 |  | 2820 | 2820
FK-ACC-GLD3-DSX-5000Q | ) | GLD3-DSX-5000Qi | FLUKE - 3 anni di servizi Gold per DSX-5000Qi (N-750) | 1 |  | 7704 | 7704
FK-ACC-GLD-DSX-5000QO | ) | GLD-DSX-5000QOi | FLUKE - 1 anno di servizi Gold per DSX-5000QOi (N-750) | 1 |  | 4188 | 4188
FK-ACC-GLD3-DSX5000QO | ) | GLD3-DSX-5000QOi | FLUKE - 3 anni di servizi Gold per DSX-5000QOi (N-750) | 1 |  | 11268 | 11268
FK-ACC-GLD-DSX-5000Mi | ) | GLD-DSX-5000Mi | FLUKE - 1 anno di servizi Gold per DSX-5000Mi (N-750) | 1 |  | 2184 | 2184
FK-ACC-GLD3-DSX-5000M | ) | GLD3-DSX-5000Mi | FLUKE - 3 anni di servizi Gold per DSX-5000Mi (N-750) | 1 |  | 5832 | 5832
FK-ACC-GLD-DSX-ADD | ) | GLD-DSX-ADD | FLUKE - 1 anno di servizi Gold per DSX-ADD (N-750) | 1 |  | 1056 | 1056
FK-ACC-GLD-DSX-ADD-R | ) | GLD-DSX-ADD-R | FLUKE - 1 anno di servizi Gold per DSX-ADD-R (N-750) | 1 |  | 1140 | 1140
FK-ACC-GLD-DSX-CFPQAD | ) | GLD-DSX-CFP-Q-ADDR | FLUKE - 1 anno di servizi Gold per DSX-CFP-Q-ADD-R (N-750) | 1 |  | 2148 | 2148
FK-ACC-GLD-DSXOFPQADD | ) | GLD-DSX-OFP-Q-ADD | FLUKE - 1 anno di servizi Gold per DSX-OFP-Q-ADD-R (N-750) | 1 |  | 2784 | 2784
DSX-600 CableAnalyzer
FK-STR-DSX-602 INT | ) | DSX-602 INT | FLUKE - DSX-602 500 MHz CableAnalyzer. Modello solo in rame con Wi-Fi (N-110) | 1 |  | 8436 | 8436
FK-STR-DSX-602-PROINT | ) | DSX-602-PRO INT | FLUKE - DSX-602-PRO 500 MHz CableAnalyzer con Wi-Fi + set adattatori Permanent Link DSX-PLA004S. Modello solo in rame (N-110) | 1 |  | 9244 | 9244
DSX-600 CableAnalyzer - Contratti di Manutenzione -
FK-STR-GLD-DSX-602 | ) | GLD-DSX-602 | FLUKE - 1 anno di servizi Gold per DSX-602 , versione con solo adattatori di canale (N-750) | 1 |  | 828 | 828
FK-STR-GLD-DSX-602PRO | ) | GLD-DSX-602-PRO | FLUKE - 1 anno di servizi Gold per DSX-602 PRO, versione con adattatori di canale e Permanent Link (N-750) | 1 |  | 912 | 912
FK-ACC-GLD-DSX-600 | ) | GLD-DSX-600 | FLUKE - 1 anno di servizi Gold per DSX-600, versione con solo adattatori di canale (N-750) | 1 |  | 816 | 816
FK-ACC-GLD-DSX-600-PR | ) | GLD-DSX-600-PRO | FLUKE - 1 anno di servizi Gold per DSX-600, versione con adattatori di canale e Permanent Link (N-750) | 1 |  | 900 | 900
DTX-1500 - Accessori -
FK-ACC-DTX-ACNA | L | DTX-ACNA | FLUKE - Caricabatterie per DTX Cable Analyzer alimentatore (60Hz, 120VAC) | 1 |  | Richiedere | #VALUE!
FK-ACC-DTX-CHA002S | L | DTX-CHA002S | FLUKE - Set di adattatori di canale DTX Cat 6A/Classe EA | 1 |  | Richiedere | #VALUE!
Kit di certificazione per rame e fibra
DSX-8000 CableAnalyzer Kits
FK-STR-DSX2-8000MIINT | ) | DSX2-8000MI INT | FLUKE - DSX-8000 Cat 8 CableAnalyzer 2 GHz, 2 moduli OLTS MM CertiFiber Pro, telecamera di ispezione, WiFI abilitato (NR-300) | 1 |  | 18920 | 18920
FK-STR-DSX28000MIGINT | ) | DSX2-8000MI/G INT | FLUKE - DSX-8000 CableAnalyzer 1 GHz, 2 moduli OLTS MM CertiFiber Pro, telecamera ispezione+WiFi abilitato+1 anno Gold (NR-300) | 1 |  | 21434 | 21434
FK-STR-DSX2-8000QIINT | ) | DSX2-8000QI INT | FLUKE - DSX-8000 Cat 8 CableAnalyzer 2 GHz, 2 moduli OLTS CertiFiber Pro Quad, telecamera di ispezione+WiFi abilitato (NR-300) | 1 |  | 22123 | 22123
FK-STR-DSX28000QOIINT | ) | DSX2-8000QOI INT | FLUKE - DSX-8000 Cat 8 CableAnalyzer 2 GHz, 2 OLTS CertiFiber Pro Quad+OptiFiber OTDR, telecam. ispez.+WiFi abilitato (NR-300) | 1 |  | 31684 | 31684
FK-STR-DSX28000QOIGIN | ) | DSX2-8000QOI/G INT | FLUKE - DSX2-8000 Cat 8 CableAnaliz.+CertiFiber Pro Quad OLTS + OptiFiber OTDR + tel. ispez.+ Wi-Fi+1 anno servizi Gold (NR-300) | 1 |  | 36085 | 36085
FK-STR-DSX2-8CFPQADDR | ) | DSX2-8-CFP-Q-ADD-R | FLUKE - Kit add-on moduli DSX-8000 Cat 8 CableAnalyzer da 2 GHz e moduli Quad (MM e SM) OLTS con unità remota (NR-300) | 1 |  | 20279 | 20279
DSX-5000 CableAnalyzer Kits
FK-STR-DSX2-5000QIINT | ) | DSX2-5000QI INT | FLUKE - DSX-5000 CableAnalyzer 1 GHz, moduli CertiFiber Pro Quad OLTS (MM e SM), telecamera di ispezione+WiFi abilitato (NR-300) | 1 |  | 20385 | 20385
FK-STR-DSX25000QIGINT | ) | DSX2-5000QI/G INT | FLUKE - DSX-5000 CableAnalyzer 1 GHz, moduli CertiFiber Pro Quad OLTS (MM e SM), telecamera+WiFi abilitato+1 anno Gold (NR-300) | 1 |  | 23281 | 23281
FK-STR-DSX2-CFP-QADDR | ) | DSX2-CFP-Q-ADD-R | FLUKE - Moduli DSX-5000 CableAnalyzer da 1 GHz e kit add-on moduli Quad MM e SM OLTS con unità remota (NR-300) | 1 |  | 21744 | 21744
Strumenti di test per fibra ottica
CertiFiber Pro OLTS
FK-STR-CFP2-100-M INT | ) | CFP2-100-M INT | FLUKE - CertiFiber Pro con Wi-Fi abilitato: unità principale e remota Versiv2 + (2) moduli OLTS multimodali (N-220) | 1 |  | 7966 | 7966
FK-STR-CFP2-100-S INT | ) | CFP2-100-S INT | FLUKE - CertiFiber Pro con Wi-Fi abilitato OLTS: unità principale e remota Versiv2 + moduli monomodali) OLTS (2) (N-220) | 1 |  | 10948 | 10948
FK-STR-CFP2-100-Q INT | ) | CFP2-100-Q INT | FLUKE - CertiFiber Pro con Wi-Fi abilitato Quad OLTS: unità principale e remota Versiv2 + moduli Quad OLTS (2) (N-220) | 1 |  | 12587 | 12587
FK-STR-CFP-Q-ADD | ) | CFP-Q-ADD | FLUKE - Kit add-on CertiFiber Pro Quad (multimodale e monomodale) OLTS: (2) moduli CertiFiber Pro Quad OLTS (N-220) | 1 |  | 9792 | 9792
FK-STR-CFP2-Q-ADD-R | ) | CFP2-Q-ADD-R | FLUKE - Kit add-on CertiFiber Pro Quad (multimodale e monomodale) OLTS e unità remota Versiv2 con Wi-Fi abilitato (N-220) | 1 |  | 11494 | 11494
FK-STR-CFP-MM-ADD | ) | CFP-MM-ADD | FLUKE - add-on OLTS multimodali CertiFiber Pro: (2) moduli OLTS multimodali CertiFiber Pro (N-220) | 1 |  | 6343 | 6343
FK-STR-CFP-SM-ADD | ) | CFP-SM-ADD | FLUKE - Kit add-on CertiFiber Pro OLTS monomodale: (2) moduli CertiFiber Pro OLTS monomodali (N-220) | 1 |  | 8598 | 8598
FK-FK-CFP-MM MOD | ) | CFP-MM MOD | FLUKE - Modulo di ricambio singolo OLTS multimodale CertiFiber Pro: (1) modulo OLTS multimodale (N-220) | 1 |  | 3826 | 3826
FK-FK-CFP-SM MOD | ) | CFP-SM MOD | FLUKE - Modulo di ricambio singolo CertiFiber Pro OLTS monomodale: (1) modulo OLTS monomodale (N-220) | 1 |  | 4988 | 4988
FK-FK-CFP-QUAD MOD | ) | CFP-QUAD MOD | FLUKE - Modulo di ricambio singolo CertiFiber Pro Quad (multimodale e monomodale) OLTS: (1) modulo Quad OLTS (N-220) | 1 |  | 6600 | 6600
CertiFiber Pro OLTS - Contratti di Manutenzione -
FK-ACC-GLD-OFP-CFP-QI | ) | GLD-OFP-CFP-QI | FLUKE - 1 anno di servizi Gold per OptiFiber Pro e CertiFiber Pro OFP-CFP-QI (N-750) | 1 |  | 3504 | 3504
FK-ACC-GLD3-OFP-CFPQI | ) | GLD3-OFP-CFP-QI | FLUKE - 3 anni di servizi Gold per OptiFiber Pro e CertiFiber Pro OFP-CFP-QI (N-750) | 1 |  | 9468 | 9468
FK-ACC-GLD-CFP-Q-ADDR | ) | GLD-CFP-Q-ADD-R | FLUKE - 1 anno di servizi Gold per CFP-Q-ADD-R (N-750) | 1 |  | 1692 | 1692
FK-ACC-GLD-CFP-Q-ADD | ) | GLD-CFP-Q-ADD | FLUKE - 1 anno di servizi Gold per CFP-Q-ADD (N-750) | 1 |  | 1608 | 1608
FK-ACC-GLD3-CFP-Q-ADD | ) | GLD3-CFP-Q-ADD | FLUKE - 3 anni di servizi Gold per CFP-Q-ADD (N-750) | 1 |  | 4356 | 4356
FK-ACC-GLD-CFP-100-Q | ) | GLD-CFP-100-Q | FLUKE - 1 anno di servizi Gold per CFP-100-Q (N-750) | 1 |  | 1800 | 1800
FK-ACC-GLD3-CFP-100-Q | ) | GLD3-CFP-100-Q | FLUKE - 3 anni di servizi Gold per CFP-100-Q (N-750) | 1 |  | 4896 | 4896
OptiFiber Pro OTDR
FK-STR-OFP2-CFP-QIINT | ) | OFP2-CFP-QI INT | FLUKE - OTDR OptiFiber Pro Quad + CertiFiber Pro Quad OLTS con Wi-Fi abilitato + telecamera di ispezione FI-1000-KIT (NR-200) | 1 |  | 31018 | 31018
FK-STR-OFP2-100-Q INT | ) | OFP2-100-Q INT | FLUKE - OTDR OptiFiber Pro Quad (MM e SM) con Wi-Fi abilitato: unità principale Versiv2 + modulo OTDR Quad (NR-200) | 1 |  | 10277 | 10277
FK-STR-OFP2-100-QIINT | ) | OFP2-100-QI INT | FLUKE - OTDR OptiFiber Pro Quad con Wi-Fi abilitato: unità principale Versiv2 + modulo OTDR Quad + FI-1000-KIT (NR-200) | 1 |  | 11216 | 11216
FK-STR-OFP2-100-M INT | ) | OFP2-100-M INT | FLUKE - OTDR OptiFiber Pro multimodale con Wi-Fi abilitato: unità principale Versiv2 + modulo OTDR (NR-200) | 1 |  | 9778 | 9778
FK-STR-OFP2-100-MIINT | ) | OFP2-100-MI INT | FLUKE - OTDR OptiFiber Pro multimodale con Wi-Fi abilitato: unità Versiv2, modulo OTDR, FI-1000-KIT, tel. ispez. (NR-200) | 1 |  | 12272 | 12272
FK-STR-OFP2-100-S INT | ) | OFP2-100-S INT | FLUKE - OTDR OptiFiber Pro monomodale con Wi-Fi abilitato: unità principale Versiv2 + modulo OTDR (NR-200) | 1 |  | 10788 | 10788
FK-STR-OFP2-100-SIINT | ) | OFP2-100-SI INT | FLUKE - OTDR OptiFiber Pro monomodale con Wi-Fi abilitato: unità Versiv2 + modulo OTDR + FI-1000-KIT + tel. ispez. (NR-200) | 1 |  | 13315 | 13315
FK-STR-OFP-Q-ADD | ) | OFP-Q-ADD | FLUKE - OptiFiber Pro Modulo Quad multimodale e monomodale (NR-200) | 1 |  | 8800 | 8800
FK-STR-OFP-MM | ) | OFP-MM | FLUKE - OptiFiber Pro modulo multimodale (NR-200) | 1 |  | 9136 | 9136
FK-STR-OFP-SM | ) | OFP-SM | FLUKE - OptiFiber Pro modulo monomodale (NR-200) | 1 |  | 9798 | 9798
FK-STR-OFP-QUAD | ) | OFP-QUAD | FLUKE - OptiFiber Pro modulo Quad multimodale e monomodale (NR-200) | 1 |  | 13729 | 13729
OptiFiber Pro HDR OTDR
FK-ACC-OFP2-200-S INT | ) | OFP2-200-S INT | FLUKE - OTDR OFP con Wi-Fi abilitato HDR monomodale 1310 e 1550 nm + Versiv2 unità principale (NR-230) | 1 |  | 11444 | 11444
FK-ACC-OFP2-200-SIINT | ) | OFP2-200-SI INT | FLUKE - OTDR OFP con Wi-Fi abilitato HDR monomodale 1310 e 1550 nm, tel. ispez. FI-1000-KIT, Versiv2 unità principale (NR-230) | 1 |  | 13945 | 13945
FK-ACC-OFP2-200-S1625 | ) | OFP2-200-S1625 INT | FLUKE - OTDR OFP HDR monomodale con modulo 1310 nm, 1550 nm e 1625 nm, adattatore wireless per Versiv2 unità principale (NR-230) | 1 |  | 11140 | 11140
OptiFiber Pro - Contratti di manutenzione -
FK-ACC-GLD-OFP-100-S | ) | GLD-OFP-100-S | FLUKE - 1 anno di servizi Gold per modulo monomodale OptiFiber Pro (OFP-100-S) (N-750) | 1 |  | 1512 | 1512
FK-ACC-GLD-OFP-100-Q | ) | GLD-OFP-100-Q | FLUKE - 1 anno di servizi Gold per OptiFiber Pro Quad (OFP-100-Q) (N-750) | 1 |  | 2232 | 2232
FK-ACC-GLD3-OFP-100-Q | ) | GLD3-OFP-100-Q | FLUKE - 3 anni di servizi Gold per OptiFiber Pro Quad (OFP-100-Q) (N-750) | 1 |  | 5796 | 5796
FK-ACC-GLD-OFP-100-QI | ) | GLD-OFP-100-QI | FLUKE - 1 anno di servizi Gold per OptiFiber Pro Quad con telecamera di ispezione (OFP-100-Qi) (N-750) | 1 |  | 2508 | 2508
FK-ACC-GLD3-OFP100-QI | ) | GLD3-OFP-100-QI | FLUKE - 3 anni di servizi Gold per OptiFiber Pro Quad con telecamera di ispezione (OFP-100-Qi) (N-750) | 1 |  | 6552 | 6552
FK-ACC-GLD-OFP-Q-ADD | ) | GLD-OFP-Q-ADD | FLUKE - 1 anno di servizi Gold per modulo OptiFiber Pro Quad (OFP-Q-ADD) (N-750) | 1 |  | 1848 | 1848
FK-ACC-GLD3-OFP-Q-ADD | ) | GLD3-OFP-Q-ADD | FLUKE - 3 anni di servizi Gold per OptiFiber Pro Quad (OFP-Q-ADD) (N-750) | 1 |  | 5040 | 5040
MultiFiber Pro
FK-ACC-MFPOWERMETER | ) | MFPOWERMETER | FLUKE - Misuratore di potenza MultiFiber Pro (NR-230) | 1 |  | 5416 | 5416
FK-ACC-MFMMSOURCE | ) | MFMULTIMODESOURCE | FLUKE - Sorgente multimodale MultiFiber Pro, 850 nm (NR-230) | 1 |  | 4525 | 4525
FK-ACC-MF1310SOURCE | ) | MF1310SOURCE | FLUKE - Sorgente monomodale MultiFiber Pro, 1310 nm (NR-230) | 1 |  | 8639 | 8639
FK-ACC-MFTK1200 | ) | MFTK1200 | FLUKE - Kit di base MultiFiber Pro, PMLS MPO, cavo riferimento di test e sistema di pulizia OneClick per MPO (NR-230) | 1 |  | 9714 | 9714
SimpliFiber Pro
FK-STR-FTK1000 | ) | FTK1000 | FLUKE - Kit di verifica multimodale SimpliFiber Pro (N-210) | 1 |  | 2171 | 2171
FK-STR-FTK2000 | ) | FTK2000 | FLUKE - Kit di verifica monomodale SimpliFiber Pro (N-210) | 1 |  | 3256 | 3256
FK-STR-FTK2100 | ) | FTK2100 | FLUKE - Misuratore di potenza ottica SImpliFIber Pro e due sorgenti monomodali (1310/1550 nm e 1490/1625 nm) (N-210) | 1 |  | 5397 | 5397
FK-STR-SFSINGLEMODESO | ) | SFSINGLEMODESOURCE | FLUKE - Sorgente monomodale da 1310/1550 nm SimpliFiber Pro (N-210) | 1 |  | 2479 | 2479
FK-STR-SFSINGLEMODE2 | ) | SFSINGLEMODE2 | FLUKE - Sorgente monomodale da 1490/1625 nm SimpliFiber Pro (N-210) | 1 |  | 2401 | 2401
FK-STR-SFMULTIMODESOU | ) | SFMULTIMODESOURCE | FLUKE - Sorgente multimodale da 850/1300 nm SimpliFiber Pro (N-210) | 1 |  | 1274 | 1274
FK-STR-SFPOWERMETER | ) | SFPOWERMETER | FLUKE - Misuratore di potenza ottica SimpliFiber Pro (N-210) | 1 |  | 1383 | 1383
Fiber Inspection
FK-ACC-FI2-7000 INT | ) | FI2-7000 INT | FLUKE - FiberInspector Pro: unità principale e telecam. ispez. conf. 4 punte (conn. LC, FC/SC, punte da 1,25 e 2,5 mm) (N-210) | 1 |  | 2997 | 2997
FK-ACC-FI2-7000MPOINT | ) | FI2-7000-MPO INT | FLUKE - FiberInspector Pro e sistema pulizia OneClick 1,25/2,5 mm e MPO: telecam. ispez. 4 punte (LC, FC/SC, MPO) (N-210) | 1 |  | 3936 | 3936
Fiber Inspection -Punte per sonde-
FK-ACC-FI1000-SCFCTIP | ) | FI1000-SCFC-TIP | FLUKE - Punta per sonda video connettori SC e FC (N-240) | 1 |  | 123 | 123
FK-ACC-FI1000-LC-PCTI | ) | FI1000-LC-PCTIP | FLUKE - Punta per sonda video connettore LC (N-240) | 1 |  | 305 | 305
FK-ACC-FI1000-ST-TIP | ) | FI1000-ST-TIP | FLUKE - Punta per sonda video connettore ST (N-240) | 1 |  | 217 | 217
FK-ACC-FI1000-MU-TIP | ) | FI1000-MU-TIP | FLUKE - Punta per sonda video connettore MU (N-240) | 1 |  | 123 | 123
FK-ACCFI1000E2KAPCTIP | ) | FI1000-E2KAPC-TIP | FLUKE - Punta per sonda video connettore E2000 APC (N-240) | 1 |  | 815 | 815
FK-ACC-FI1000SCAPCTIP | ) | FI1000-SCAPC-TIP | FLUKE - Punta per sonda video connettore SC APC (N-240) | 1 |  | 217 | 217
FK-ACC-FI1000-2.5UTIP | ) | FI1000-2.5-UTIP | FLUKE - Punta per sonda video universale da 2,5mm per cavi di connessione (N-240) | 1 |  | 123 | 123
FK-ACCFI1000-1.25UTIP | ) | FI1000-1.25-UTIP | FLUKE - Punta per sonda video universale da 1,25 mm per cavi di connessione (N-240) | 1 |  | 123 | 123
FKACCFI10002.5APCUTIP | ) | FI1000-2.5APC-UTIP | FLUKE - Punta per sonda video universale APC da 2,5 mm per cavi di connessione (N-240) | 1 |  | 217 | 217
FK-ACC-FI1000-MPOUTIP | ) | FI1000-MPO-UTIP | FLUKE - Punta per sonda MPO/MTP per cavi di connessione e connettori (N-240) | 1 |  | 968 | 968
FKACCFI1000MPOAPCUTIP | ) | FI1000-MPOAPC-UTIP | FLUKE - Punta per sonda MPO/MTP APC per cavi di connessione e connettori (N-240) | 1 |  | 1091 | 1091
FKACCFI10001.25APCTIP | ) | FI1000-1.25APC-TIP | FLUKE - Punta per sonda video universale APC da 1,25 mm per cavi di connessione (N-240) | 1 |  | 217 | 217
FK-ACC-FI1000-E2K-TIP | ) | FI1000-E2K-TIP | FLUKE - Punta per sonda video connettore E2000 (N-240) | 1 |  | 517 | 517
FK-ACCFI1000LCAPC-TIP | ) | FI1000-LCAPC-TIP | FLUKE - Adattatore per sonda video connettore LC/APC (N-240) | 1 |  | 217 | 217
FK-ACC-FI1000-MPO-RT | ) | FI1000-MPO-RT | FLUKE - Punta di ricambio MPO/MTP senza manopola del ripetitore (N-240) | 1 |  | 217 | 217
FK-ACC-FI1000MPOAPCRT | ) | FI1000-MPOAPC-RT | FLUKE - Punta di ricambio MPO/MTP APC senza manopola del ripetitore (N-240) | 1 |  | 229 | 229
FK-ACC-FI1000-TIP-KIT | ) | FI1000-TIP-KIT | FLUKE - Connettore LC, FC e SC, punte universali da 1,25 e 2,5 mm in una confezione (N-240) | 1 |  | 487 | 487
Fiber Inspection - Contratti di manutenzione -
FK-ACC-GLD-FI-7000MPO | ) | GLD-FI-7000-MPO | FLUKE - 1 anni di servizi Gold per FI-7000-MPO (N-750) | 1 |  | 708 | 708
FK-ACC-GLD-FI-7000 | ) | GLD-FI-7000 | FLUKE - 1 anni di servizi Gold per FI-7000 FiberInspector Pro (N-750) | 1 |  | 552 | 552
FK-ACC-GLD3-FI-7000 | ) | GLD3-FI-7000 | FLUKE - 3 anni di servizi Gold per FI-7000 FiberInspector Pro (N-750) | 1 |  | 1404 | 1404
Sonda/Telecamera
FK-ACC-FI-1000 | ) | FI-1000 | FLUKE - Sonda video USB FI-1000 per prodotti Versiv | 1 |  | 1577 | 1577
Pulizia fibra
FK-ACC-NFC-CUBE | ) | NFC-CUBE | FLUKE - Cubo per la pulizia delle fibre ottiche (2x2), ogni cubo pulisce 800 terminazioni (N-240) | 1 |  | 47 | 47
FK-ACC-NFC-KIT-BOX | ) | NFC-KIT-BOX | FLUKE - Prodotti per la pulizia delle fibre ottiche: cubo, penna, tamponi da 2,5 mm, 5 cartoncini (N-240) | 1 |  | 102 | 102
FK-ACC-NFC-KIT-CASE | ) | NFC-KIT-CASE | FLUKE - Kit di pulizia delle fibre ottiche: custodia, cubo, penna, tamponi da 1,25 + 2,5 mm, 10 cartoncini (N-240) | 1 |  | 229 | 229
FK-ACC-NFC-SOLVENTPEN | ) | NFC-SOLVENTPEN | FLUKE - Penna con solvente per la pulizia delle fibre ottiche, contiene 10 g/0,35 oz/12 ml (N-240) | 1 |  | 16 | 16
FK-ACC-NFC-SWABS-1.25 | ) | NFC-SWABS-1.25MM | FLUKE - Tamponi per la pulizia delle fibre ottiche - Diametro 1,25 mm (N-240) | 1 |  | 34 | 34
FK-ACC-NFC-SWABS-2.5 | ) | NFC-SWABS-2.5MM | FLUKE - Tamponi per la pulizia delle fibre ottiche - Diametro 2,5 mm (N-240) | 1 |  | 28 | 28
FK-ACC-NFC-CARDS-5PK | ) | NFC-CARDS-5PK | FLUKE - Cartoncini per la pulizia delle fibre ottiche (confezione da 5), ogni cartoncino pulisce 12 terminazioni (N-240) | 1 |  | 28 | 28
Accessori fibra
FK-ACC-PA-ST | ) | PA-ST | FLUKE - Adattatore ST intercambiabile per porta sorgente dell'OTDR (N-240) | 1 |  | 323 | 323
FK-ACC-PA-FC | ) | PA-FC | FLUKE - Adattatore FC intercambiabile per porta sorgente dell'OTDR (N-240) | 1 |  | 323 | 323
FK-ACC-MMC-50-FCFC | ) | MMC-50-FCFC | FLUKE - Bretella di lancio multimodale, 50 µm, FC/FC (N-240) | 1 |  | 342 | 342
FK-ACC-MMC-50-LCLC-M | ) | MMC-50-LCLC-M | FLUKE - Bobina di lancio multimodale, 50 µm, LC/LC 105 m (N-240) | 1 | NEW | 306 | 306
FK-ACC-MMC-50-STST | ) | MMC-50-STST | FLUKE - Bretella di lancio multimodale, 50 µm, ST/ST (N-240) | 1 |  | 342 | 342
FK-ACC-MMC-50-SCSC | ) | MMC-50-SCSC | FLUKE - Bretella di lancio multimodale, 50 µm, SC/SC (N-240) | 1 |  | 342 | 342
FK-ACC-MMC-50-SCST | ) | MMC-50-SCST | FLUKE - Bretella di lancio multimodale, 50 µm, SC/ST (N-240) | 1 |  | 342 | 342
FK-ACC-MMC-50-SCLC-M | ) | MMC-50-SCLC-M | FLUKE - Bobina di lancio multimodale, 50 µm, SC/LC 105 m (N-240) | 1 | NEW | 306 | 306
FK-ACC-MMC-50-SCE2K | ) | MMC-50-SCE2K | FLUKE - Bretella di lancio multimodale, 50 µm, SC/E2000 (N-240) | 1 |  | 342 | 342
FK-ACC-MMC-50-SCFC | ) | MMC-50-SCFC | FLUKE - Bretella di lancio multimodale, 50 µm, SC/FC (N-240) | 1 |  | 342 | 342
FK-ACC-SMC-9-LCLC-M | ) | SMC-9-LCLC-M | FLUKE - Bobina di lancio monomodale, 9 µm, LC/LC 160 m (N-240) | 1 | NEW | 306 | 306
FK-ACC-SMC-9-SCSC | ) | SMC-9-SCSC | FLUKE - Bretella di lancio monomodale, 9 µm, SC/SC (N-240) | 1 |  | 342 | 342
FK-ACC-SMC-9-SCSCAPC | ) | SMC-9-SCSCAPC | FLUKE - Bretella di lancio monomodale, 9 µm, SC/SC APC (N-240) | 1 |  | 342 | 342
FK-ACC-SMC-9-SCST | ) | SMC-9-SCST | FLUKE - Bretella di lancio monomodale, 9 µm, SC/ST (N-240) | 1 |  | 342 | 342
FK-ACC-SMC-9-SCLC-M | ) | SMC-9-SCLC-M | FLUKE - Bretella di lancio monomodale, 9 µm, SC/LC 160 m (N-240) | 1 | NEW | 306 | 306
FK-ACC-SMC-9-SCE2KAPC | ) | SMC-9-SCE2KAPC | FLUKE - Bretella di lancio monomodale, 9 µm, SC/E2000APC (N-240) | 1 |  | 342 | 342
FK-ACC-SMC-9-SCFC | ) | SMC-9-SCFC | FLUKE - Bretella di lancio monomodale, 9 µm, SC/FC (N-240) | 1 |  | 342 | 342
FK-ACC-SRC-9-SCSC-KIT | ) | SRC-9-SCSC-KIT | FLUKE - Kit cavi di riferimento per test (TRC) monomodali, 2 m, (4) SC/SC (N-240) | 1 |  | 195 | 195
FK-ACC-SRC-9-SCFC-KIT | ) | SRC-9-SCFC-KIT | FLUKE - Kit cavi di riferimento per test (TRC) monomodali, 2 m, (2) SC/FC, (2) FC/FC (N-240) | 1 |  | 195 | 195
FK-ACC-SRC-9-SCST-KIT | ) | SRC-9-SCST-KIT | FLUKE - Kit cavi di riferimento per test (TRC) monomodali, 2 m, (2) SC/ST, (2) ST/ST (N-240) | 1 |  | 195 | 195
FK-ACC-SRC-9-SCSC | ) | SRC-9-SCSC | FLUKE - Cavo di riferimento per test (TRC) monomodale, 2 m, SC/SC (N-240) | 1 |  | 53 | 53
FK-ACC-SRC-9-SCFC | ) | SRC-9-SCFC | FLUKE - Cavo di riferimento per test (TRC) monomodale, 2 m, SC/FC (N-240) | 1 |  | 53 | 53
FK-ACC-SRC-9-SCST | ) | SRC-9-SCST | FLUKE - Cavo di riferimento per test (TRC) monomodale, 2 m, SC/ST (N-240) | 1 |  | 53 | 53
FK-ACC-SRC-9-FCFC | ) | SRC-9-FCFC | FLUKE - Cavo di riferimento per test (TRC) monomodale, 2 m, FC/FC (N-240) | 1 |  | 53 | 53
FK-ACC-SRC-9-STST | ) | SRC-9-STST | FLUKE - Cavo di riferimento per test (TRC) monomodale, 2 m, ST/ST (N-240) | 1 |  | 53 | 53
FK-ACC-MRC-50-EFCSCSC | ) | MRC-50-EFC-SCSC | FLUKE - Cavo di riferimento per test (TRC) multimodale Encircled Flux (EF), 2 m, 50 µm, SC/SC (N-240) | 1 |  | 173 | 173
FK-ACC-MRC-50-EFCSCST | ) | MRC-50-EFC-SCST | FLUKE - Cavo di riferimento per test (TRC) multimodale Encircled Flux (EF), 2 m, 50 µm, SC/ST (N-240) | 1 |  | 173 | 173
FK-ACC-MRC-50-SCSC | ) | MRC-50-SCSC | FLUKE - Cavo di riferimento per test (TRC) multimodale, 2 m, 50 µm, SC/SC (N-240) | 1 |  | 53 | 53
FK-ACC-MRC-50-FCFC | ) | MRC-50-FCFC | FLUKE - Cavo di riferimento per test (TRC) multimodale, 2 m, 50 µm, FC/FC (N-240) | 1 |  | 53 | 53
FK-ACC-MRC-50-STST | ) | MRC-50-STST | FLUKE - Cavo di riferimento per test (TRC) multimodale, 2 m, 50 µm, ST/ST (N-240) | 1 |  | 53 | 53
FK-ACC-TRC-CASE | ) | TRC-CASE | FLUKE - Custodia per il trasporto dei cavi di riferimento per test (N-240) | 1 |  | 60 | 60
FK-ACC-ADP-DUPLEXSC | ) | ADP-DUPLEXSC | FLUKE - Adattatore duplex SC-SC (N-240) | 1 |  | 28 | 28
FK-ACC-ADP-DUPLEXLC | ) | ADP-DUPLEXLC | FLUKE - Adattatore duplex LC-LC (N-240) | 1 |  | 28 | 28
FK-ACC-NFA-FC | ) | NFA-FC | FLUKE - Set di adattatori per test FC (2) (N-240) | 1 |  | 271 | 271
FK-ACC-NFA-LC | ) | NFA-LC | FLUKE - Set di adattatori per test LC (2) (N-240) | 1 |  | 271 | 271
FK-ACC-NFA-SC | ) | NFA-SC | FLUKE - Set di adattatori per test SC (2) (N-240) | 1 |  | 271 | 271
FK-ACC-NFA-ST | ) | NFA-ST | FLUKE - Set di adattatori per test ST (2) (N-240) | 1 |  | 271 | 271
VisiFault
FK-ACC-VISIFAULT | ) | VISIFAULT | FLUKE - Visifault, sorgente laser per la verifica della continuita' della fibra ottica (N-210) | 1 |  | 439 | 439
FK-ACC-NF380 | ) | NF380 | FLUKE - Adattatore Visifault universale da 1,25 mm (N-240) | 1 |  | 145 | 145
FiberLert
FK-ACC-FIBERLERT-125 | J | FIBERLERT-125 | FLUKE - FiberLert, rilevatore segnale su F.O. in tempo reale da 850nm a 1.625 nm -batterie incluse- (N-210) | 1 | NEW | 119 | 119
Strumenti di verifica e qualificazione in rame
LinkIQ Cable & Network Tester
FK-STR-LIQ-100 | ) | LIQ-100 | FLUKE - Tester di rete LinkIQ con 1 ID remoto, caricatore CA, accoppiatore universale RJ45/11 e custodia (N-410) | 1 |  | 1899 | 1899
FK-STR-LIQ-KIT | ) | LIQ-KIT | FLUKE - Tester di rete LinkIQ con 1-7 ID remoti, caricatore CA, accoppiatore univ. RJ45/11, sonda Intellitone Pro 200 (N-410) | 1 |  | 2280 | 2280
LinkIQ - Accessori -
FK-ACC-REMOTEID-1 | ) | REMOTEID-1 | FLUKE - ID sostitutivo per ID remoto LinkIQ n. 1 (N-410) | 1 |  | 47 | 47
FK-ACC-REMOTEID-KIT | ) | REMOTEID-KIT | FLUKE - Kit ID remoto (ID n. 2-7) per LinkIQ e MicroScanner PoE (N-410) | 1 |  | 342 | 342
LinkIQ - Contratti di manutenzione -
FK-ACC-GLD-LIQ | ) | GLD-LIQ | FLUKE - 1 anno di assistenza Gold per un mainframe LinkIQ (N-750) | 1 |  | 204 | 204
FK-ACC-GLD3-LIQ | ) | GLD3-LIQ | FLUKE - 3 anni di assistenza Gold per un mainframe LinkIQ (N-750) | 1 |  | 540 | 540
CableIQ Qualification Tester
FK-STR-CIQ-100 | ) | CIQ-100 | FLUKE - Unità principale CableIQ con custodia per il trasporto morbida e adattatore remoto (N-410) | 1 |  | 1852 | 1852
FK-STR-CIQ-FTKSFP | ) | CIQ-FTKSFP | FLUKE - Kit tecnico rame e fibra ottica: include CableIQ-KIT (CIQ-KIT) + SimpliFiber Pro (FTK1000) Fiber Test Kit (N-410) | 1 |  | 5442 | 5442
FK-STR-CIQ-KIT | ) | CIQ-KIT | FLUKE - Kit IT avanzato CableIQ: unità princip. CableIQ+adattatore remoto+custodia+unità ID remota+sonda IntelliTone 200 (N-410) | 1 |  | 2557 | 2557
CableIQ - Accessori -
FK-ACC-CIQ-COAX | ) | CIQ-COAX | FLUKE - Kit adattatore coassiale CableIQ, include un connettore F, connettori BNC e RCA (N-410) | 1 |  | 34 | 34
FK-ACC-CIQ-IDK24 | ) | CIQ-IDK24 | FLUKE - Kit di identificatori in remoto n. 2-4 CABLEIQ (N-410) | 1 |  | 355 | 355
FK-ACC-CIQ-IDK57 | ) | CIQ-IDK57 | FLUKE - Kit di identificatori in remoto n. 5-7 CABLEIQ (N-410) | 1 |  | 355 | 355
FK-ACC-CIQ-RJA | ) | CIQ-RJA | FLUKE - Adattatore modulare RJ45/11 CABLEIQ (N-410) | 1 |  | 72 | 72
FK-ACC-CIQ-SPKR | ) | CIQ-SPKR | FLUKE - Adattatore per cavi altoparlante CABLEIQ (N-410) | 1 |  | 87 | 87
FK-ACC-CIQ-WM | ) | CIQ-WM | FLUKE - Adattatore di mappatura cavi CABLEIQ (N-410) | 1 |  | 150 | 150
CableIQ - Contratti di manutenzione -
FK-ACC-GLD-CIQ | ) | GLD-CIQ | FLUKE - 1 anno di servizi Gold per CABLEIQ Qualification Tester (N-750) | 1 |  | 180 | 180
MicroScanner2
FK-STR-MS-POE | ) | MS-POE | FLUKE - Verificatore di cavi MicroScanner POE con adattatore di mappatura MS-POE (N-410) | 1 |  | 843 | 843
FK-STR-MS-POE-KIT | ) | MS-POE-KIT | FLUKE - Kit professionale MicroScanner POE: identificatori remoti 2-7+IntelliTone Pro 200 Probe+cavi connessione (N-410) | 1 |  | 1389 | 1389
FK-STR-MS2-100 | J | MS2-100 | FLUKE - Verificatore di cavi MicroScanner2 (N-410) | 1 |  | 687 | 687
FK-STR-MS2-KIT | J | MS2-KIT | FLUKE - Kit professionale Microscanner2: identificatori remoti 2-7+IntelliTone Pro 200 Probe+cavi connessione+custodia (N-410) | 1 |  | 1140 | 1140
FK-STR-MS2-TTK | ) | MS2-TTK | FLUKE - Kit test di terminazione MicroScanner2: kit attrezzi professionali IS60+IntelliTone 200 Probe+ cavi connessione (N-410) | 1 |  | 1127 | 1127
MicroScanner2 - Accessori -
FK-STR-MS-POE-WM | ) | MS-POE-WM | FLUKE - Adattatore per mappa dei fili per MicroScanner POE (N-410) | 1 |  | 146 | 146
FK-STR-MS2-IDK27 | ) | MS2-IDK27 | FLUKE - Kit di identificatori in remoto n. 2-7 MicroScanner2 (N-410) | 1 |  | 354 | 354
FK-ACC-MS2-POUCH | ) | MS2-POUCH | FLUKE - Custodia MicroScanner2 (N-410) | 1 |  | 36 | 36
FK-ACC-MS2-WM | ) | MS2-WM | FLUKE - MicroScanner2 Wiremap (N-410) | 1 |  | 146 | 146
Intellitone
FK-STR-MT-8200-63A | ) | MT-8200-63A | FLUKE - Sonda IntelliTone Pro 200 (N-410) | 1 |  | 195 | 195
FK-STR-MT-8200-60-KIT | J | MT-8200-60-KIT | FLUKE - Kit emettitore di segnale LAN e sonda IntelliTone Pro 200 (N-410) | 1 |  | 239 | 239
FK-STR-MT-8200-61-TNR | ) | MT-8200-61-TNR | FLUKE - Emettitore di segnale LAN IntelliTone Pro 200 (N-410) | 1 |  | 162 | 162
Intellitone - Accessori -
FK-ACC-MT-8202-05 | ) | MT-8202-05 | FLUKE - Custodia per il trasporto dell'emettitore di segnale/sonda IntelliTone (N-410) | 1 |  | 35 | 35
FK-ACC-MT-8203-20 | ) | MT-8203-20 | FLUKE - Cavetti per test con pinze a coccodrillo e connettori con base IntelliTone (N-410) | 1 |  | 38 | 38
FK-ACC-MT-8203-22 | ) | MT-8203-22 | FLUKE - Cavetti per test con pinze a coccodrillo (N-410) | 1 |  | 36 | 36
MicroMapper
FK-STR-MT-8200-49A | J | MT-8200-49A | FLUKE - MicroMapper - Unita' a Led per verifica funzioni di mappatura (N-410) | 1 |  | 192 | 192
Strumenti per telecomunicazioni
Pro3000 Analog Toner & Probes
FK-STR-26000900 | J | 26000900 | FLUKE - Kit emettitore di segnale e sonda PRO3000 (N-510) | 1 |  | 97 | 97
FK-STR-262003AL | ) | 262003AL | FLUKE - Generatore di segnale PRO3000, pinze a coccodrillo e presa RJ11 (N-510) | 1 |  | 49 | 49
FK-STR-26100900 | ) | 26100900 | FLUKE - Sonda Pro3000 (N-510) | 1 |  | 81 | 81
FK-STR-26100103 | ) | 26100103 | FLUKE - Punta per sonda Pro3000 (N-510) | 1 |  | 11 | 11
Punchdown Tools
FK-ACC-JR-ERGOHANDLE | ) | JR-ERGOHANDLE | FLUKE - Impugnatura ergonomica Jackrapid (N-510) | 1 |  | 39 | 39
FK-ACC-JR-SYS-2 | ) | JR-SYS-2 | FLUKE - Strumento per terminazioni Jackrapid (per Systimax MGS400, MGS500, MFP420, MFP520) (N-510) | 1 |  | 93 | 93
FK-ACC-JR-SYS-2-H | ) | JR-SYS-2-H | FLUKE - Testa portalama di ricambio Jackrapid (per Systimax MGS400, MGS500, MFP420, MFP520) (N-510) | 1 |  | 60 | 60
FK-ACC-JR-PAN-2 | ) | JR-PAN-2 | FLUKE - Strumento per terminazioni Jackrapid (per Panduit Nk688M) (N-510) | 1 |  | 93 | 93
FK-ACC-JR-PAN-2-H | ) | JR-PAN-2-H | FLUKE - Testa portalama di ricambio Jackrapid (per Panduit Nk688M) (N-510) | 1 |  | 60 | 60
FK-ACC-10061110 | ) | 10061110 | FLUKE - Strumento a impatto D914S con lama EverSharp 110 (N-510) | 1 |  | 75 | 75
FK-ACC-10176500 | ) | 10176500 | FLUKE - Lama EverSharp 110 (N-510) | 1 |  | 26 | 26
FK-ACC-10051501 | ) | 10051501 | FLUKE - Strumento a impatto D914S con lama EverSharp 110, EverSharp 66 e lama libera (N-510) | 1 |  | 75 | 75
FK-ACC-10061000 | ) | 10061000 | FLUKE - Strumento a impatto D914S (N-510) | 1 |  | 68 | 68

## Datwyler
Listino Giugno22 |  |  | WWW.COMPASSTECH.IT
Indice
Datwyler
Cod. Compass |  | Cod. Vendor | Descrizione | MOQ |  | End-User | Netto
Sistema non schermato in rame
Faceplates and Adapters
DT-ACC-440100 | ) | 440100 | DATWYLER - Faceplate passo 503 per 1 presa keystone, sviluppo orizzontale standard italiano, bianco | 1 |  | 1.75 | 1.75
DT-ACC-440101 | J | 440101 | DATWYLER - Faceplate passo 503 per 2 prese keystone, sviluppo orizzontale standard italiano, bianco | 1 |  | 1.7474 | 1.7474
DT-ACC-440102 | ) | 440102 | DATWYLER - Faceplate passo 503 per 3 prese keystone, sviluppo orizzontale standard italiano, bianco | 1 |  | 1.7474 | 1.7474
DT-ACC-440103 | ) | 440103 | DATWYLER - Faceplate passo 503 per 4 prese keystone, sviluppo orizzontale standard italiano, bianco | 1 |  | 2.1214 | 2.1214
DT-ACC-440105 | ) | 440105 | DATWYLER - Inserto cieco per faceplate, bianco | 1 |  | 0.6577 | 0.6577
Cavi in rame
DT-CVR-24014101BP | ) | 24014101BP | DATWYLER - Cavo 662 non schermato U/UTP Cat.6, solido AWG 23, 4cp, LSZH, B2ca-s1a,d1,a1, pull box 305m -arancio- | 305 |  | 1.1935 | 1.1935
DT-CVR-24014101BL | ) | 24014101BL | DATWYLER - Cavo 662 non schermato U/UTP Cat.6, solido AWG 23, 4cp, LSZH, B2ca-s1a,d1,a1, bobina 500m -arancio- | 500 |  | 1.1935 | 1.1935
DT-CVR-24014101CP | J | 24014101CP | DATWYLER - Cavo 662 non schermato U/UTP Cat.6, solido AWG 23, 4cp, LSZH, Cca-s1a,d1,a1, pull box 305m -arancio- | 305 |  | 1.1059 | 1.1059
DT-CVR-24014101CL | ) | 24014101CL | DATWYLER - Cavo 662 non schermato U/UTP Cat.6, solido AWG 23, 4cp, LSZH, Cca-s1a,d1,a1, pull box 500m -arancio- | 500 |  | 1.1059 | 1.1059
DT-CVR-24014100DS | J | 24014100DS | DATWYLER - Cavo 662 non schermato U/UTP Cat.6, solido AWG 23, 4cp, LSZH, Dca-s2,d1,a1, reel in box 305m -arancio- | 305 |  | 0.80533 | 0.80533
DT-CVR-24014100EP | ) | 24014100EP | DATWYLER - Cavo 662 non schermato U/UTP Cat.6, solido AWG 23, 4cp, LSZH, Eca, pullquick box 305m -arancio- | 305 |  | 0.80533 | 0.80533
DT-CVR-19421500FL | ) | 19421500FL | DATWYLER - Cavo 662 non schermato U/UTP Cat.6, solido AWG 23, 4cp, guaina PE posa esterna, Fca, bobina 500m -nero- | 500 |  | 1.5152 | 1.5152
DT-CVR-19437200CL | L | 19437200CL | DATWYLER - Cavo 696 U/UTP Cat.6A, solido AWG 23, 4cp con barriera, diam. 6.8mm, LSZH, Cca-s1a,d1,a1, bobina 500m -arancio- | 500 |  | Richiedere | #VALUE!
DT-CVR-19462600CL | J | 19462600CL | DATWYLER - Cavo 692 U/UTP Cat.6A, solido AWG 23, 4cp, diam. 8.0mm, LSZH, Cca-s1a,d1,a1, bobina 500m -arancio- | 500 |  | 1.2938 | 1.2938
DT-CVR-19145300CL | J | 19145300CL | DATWYLER - Cavo 6502 schermato U/FTP Cat.6A, solido AWG 23, 4cp, LSZH, Cca-s1a,d1,a1, bobina 500m -arancio- | 500 |  | 1.3915 | 1.3915
DT-CVR-18292400BL | J | 18292400BL | DATWYLER - Cavo 7060 schermato S/FTP Cat.6A, solido AWG 23, 4cp, LSZH, B2ca-s1a,d1,a1, bobina 500m -arancio- | 500 |  | 1.5899 | 1.5899
DT-CVR-18292400CL | ) | 18292400CL | DATWYLER - Cavo 7060 schermato S/FTP Cat.6A, solido AWG 23, 4cp, LSZH, Cca-s1a,d1,a1, bobina 500m -arancio- | 500 |  | 1.474 | 1.474
DT-CVR-18292400CK | ) | 18292400CK | DATWYLER - Cavo 7060 schermato S/FTP Cat.6A, solido AWG 23, 4cp, LSZH, Cca-s1a,d1,a1, bobina 1000m -arancio- | 1000 |  | 1.474 | 1.474
DT-CVR-19429500FL | ) | 19429500FL | DATWYLER - Cavo 7060 schermato S/FTP Cat.6A, solido AWG 23, 4cp, guaina PE posa esterna, Fca, bobina 500m -nero- | 500 |  | 1.4974 | 1.4974
DT-CVR-18291100CL | J | 18291100CL | DATWYLER - Cavo 7080 schermato S/FTP Cat.7, solido AWG 23, 4cp, LSZH, Cca-s1a,d1,a1, bobina 500m -arancio- | 500 |  | 1.6247 | 1.6247
Telefonia
DT-PPT-418002 | ) | 418002 | DATWYLER - Pannello telefonico CU 25/4 in Cat.3 a 25 porte precaricato nero | 1 |  | 67.48 | 67.48
DT-PPT-418003 | ) | 418003 | DATWYLER - Pannello telefonico CU 50/4 in Cat.3 a 50 porte precaricato nero | 1 |  | 96.93 | 96.93
Componenti rame Cat.5e UTP
DT-MJ5-418072 | L | 418072 | DATWYLER - Inserto RJ45 KU-T 1/8 di Cat.5e tool-less non schermato, bianco -conf. 10 pz- | 10 |  | 2.902 | 2.902
DT-MJ5-418073 | L | 418073 | DATWYLER - Inserto RJ45 KU-T 1/8 di Cat.5e tool-less non schermato, nero -conf. 10 pz- | 10 |  | 2.902 | 2.902
DT-MJ5-418072CF | K | 418072 | DATWYLER - Inserto RJ45 KU-T 1/8 di Cat.5e tool-less non schermato, bianco -conf. 10 pz- | 1 |  | 29.02 | 29.02
DT-MJ5-418073CF | K | 418073 | DATWYLER - Inserto RJ45 KU-T 1/8 di Cat.5e tool-less non schermato, nero -conf. 10 pz- | 1 |  | 29.02 | 29.02
DT-MJ5-41807200ZF | ) | 41807200ZF | DATWYLER - Inserto RJ45 KU-T 1/8 di Cat.5e tool-less non schermato, bianco -conf. 12 pz- | 1 | NEW | 34.82 | 34.82
DT-MJ5-41807300ZF | ) | 41807300ZF | DATWYLER - Inserto RJ45 KU-T 1/8 di Cat.5e tool-less non schermato, nero -conf. 12 pz- | 1 | NEW | 34.82 | 34.82
Componenti rame Cat.6 UTP
DT-PP-418005 | ) | 418005 | DATWYLER - Pannello precaricato Cat.6 a 24 porte 1U, UTP, nero | 1 |  | 135.28 | 135.28
DT-MJ6-418070 | L | 418070 | DATWYLER - Inserto RJ45 KU-T 1/8 di Cat.6 tool-less non schermato colore bianco -conf. 10 pz- | 10 |  | 4.947 | 4.947
DT-MJ6-418070CF | K | 418070 | DATWYLER - Inserto RJ45 KU-T 1/8 di Cat.6 tool-less non schermato colore bianco -conf. 10 pz- | 1 |  | 49.47 | 49.47
DT-MJ6-41807000ZF | J | 41807000ZF | DATWYLER - Inserto RJ45 KU-T 1/8 di Cat.6 tool-less non schermato colore bianco -conf. 12 pz- | 1 | NEW | 59.36 | 59.36
DT-MJ6-418071CF | K | 418071 | DATWYLER - Inserto RJ45 KU-T 1/8 di Cat.6 tool-less non schermato colore nero -conf. 10 pz- | 1 |  | 49.47 | 49.47
DT-MJ6-41807100ZF | J | 41807100ZF | DATWYLER - Inserto RJ45 KU-T 1/8 di Cat.6 tool-less non schermato colore nero -conf. 12 pz- | 1 | NEW | 59.36 | 59.36
DT-PC6-309321 | J | 309321 | DATWYLER - Bretella di permutazione Cat.6, U/UTP RJ45/RJ45 LSZH grigia, 1m | 1 |  | 4.38 | 4.38
DT-PC6-309322 | J | 309322 | DATWYLER - Bretella di permutazione Cat.6, U/UTP RJ45/RJ45 LSZH grigia, 1,5m | 1 |  | 4.79 | 4.79
DT-PC6-309323 | J | 309323 | DATWYLER - Bretella di permutazione Cat.6, U/UTP RJ45/RJ45 LSZH grigia, 2m | 1 |  | 5.2 | 5.2
DT-PC6-309325 | J | 309325 | DATWYLER - Bretella di permutazione Cat.6, U/UTP RJ45/RJ45 LSZH grigia, 3m | 1 |  | 6.02 | 6.02
Componenti rame Cat.6A UTP
DT-PP-418022 | J | 418022 | DATWYLER - Pannello scarico a 24 porte 1U per jack keystone KU-T / KU-TC Plus non schermati, nero | 1 |  | 32.77 | 32.77
DT-MJ6A-418075 | L | 418075 | DATWYLER - Inserto RJ45 KU-TC Plus 1/8 di Cat.6A tool-less non schermato colore nero -conf. 12 pz- | 12 |  | 7.86 | 7.86
DT-MJ6A-418074CF | J | 418074 | DATWYLER - Inserto RJ45 KU-TC Plus 1/8 di Cat.6A tool-less non schermato colore bianco -conf. 12 pz- | 1 |  | 94.32 | 94.32
DT-MJ6A-418075CF | J | 418075 | DATWYLER - Inserto RJ45 KU-TC Plus 1/8 di Cat.6A tool-less non schermato colore nero -conf. 12 pz- | 1 |  | 94.32 | 94.32
DT-PC6A-65547100ZY | ) | 65547100ZY | DATWYLER - Bretella di permutazione Cat.6A, U/UTP RJ45/RJ45 LSZH grigia, 1m | 1 | NEW | 6.91 | 6.91
DT-PC6A-65547300ZY | ) | 65547300ZY | DATWYLER - Bretella di permutazione Cat.6A, U/UTP RJ45/RJ45 LSZH grigia, 2m | 1 | NEW | 8.57 | 8.57
DT-PC6A-65547500ZY | ) | 65547500ZY | DATWYLER - Bretella di permutazione Cat.6A, U/UTP RJ45/RJ45 LSZH grigia, 3m | 1 | NEW | 10.22 | 10.22
Componenti rame Cat.6A FTP
DT-PP-418019 | J | 418019 | DATWYLER - Pannello scarico a 24 porte 1U per jack keystone KS Plus schermati, nero | 1 |  | 34.01 | 34.01
DT-MJ6A-418061 | L | 418061 | DATWYLER - Inserto RJ45 KS-T Plus 1/8 di Cat.6A tool-less schermato -conf. 10 pz- | 10 |  | 6.678 | 6.678
DT-MJ6A-418061CF | K | 418061 | DATWYLER - Inserto RJ45 KS-T Plus 1/8 di Cat.6A tool-less schermato -conf. 10 pz- | 1 |  | 66.78 | 66.78
DT-MJ6A-41806100ZF | J | 41806100ZF | DATWYLER - Inserto RJ45 KS-T Plus 1/8 di Cat.6A tool-less schermato -conf. 12 pz- | 1 | NEW | 80.14 | 80.14
DT-MJ6A-418069CF | J | 418069 | DATWYLER - Inserto RJ45 KS-TC Plus 1/8 di Cat.6A tool-less schermato -conf. 12 pz- | 1 |  | 92.16 | 92.16
DT-PC6A-653508 | L | 653508 | DATWYLER - Bretella di permutazione Cat.6A, S/FTP RJ45/RJ45 FR/LSZH grigia, 1m | 1 |  | 6.5311 | 6.5311
DT-PC6A-653512 | L | 653512 | DATWYLER - Bretella di permutazione Cat.6A, S/FTP RJ45/RJ45 FR/LSZH grigia, 3m | 1 |  | 9.5839 | 9.5839
DT-PC6A-653516 | L | 653516 | DATWYLER - Bretella di permutazione Cat.6A, S/FTP RJ45/RJ45 FR/LSZH grigia, 5m | 1 |  | 12.6367 | 12.6367
DT-PC6A-65350800DY | J | 65350800DY | DATWYLER - Bretella di permutazione Cat.6A, S/FTP RJ45/RJ45 FR/LSZH grigia, 1m | 1 |  | 7.48 | 7.48
DT-PC6A-65351000DY | J | 65351000DY | DATWYLER - Bretella di permutazione Cat.6A, S/FTP RJ45/RJ45 FR/LSZH grigia, 2m | 1 |  | 9.24 | 9.24
DT-PC6A-65351200DY | J | 65351200DY | DATWYLER - Bretella di permutazione Cat.6A, S/FTP RJ45/RJ45 FR/LSZH grigia, 3m | 1 |  | 10.98 | 10.98
DT-PC6A-65351600DY | J | 65351600DY | DATWYLER - Bretella di permutazione Cat.6A, S/FTP RJ45/RJ45 FR/LSZH grigia, 5m | 1 |  | 14.48 | 14.48
DT-ACC-418011CF | ) | 418011 | DATWYLER - Inserto cieco keystone per pannello scarico, nero -conf. 10 pz- | 1 |  | 2.65 | 2.65
Cavi Fibra Ottica posa interna ZGGFR/szGGFR, loose gel free, antiroditore LSZH B2ca-s1a,d1,a1 (disponibilità 4÷12 FO, multitubo fino a 144 FO anche in Dca e Cca)
DT-CVF-19603200BZ | J | 19603200BZ | DATWYLER - Cavo ZGGFR da interno 1x8 OS2 G652.D, loose dry tube, antiroditore 5,9mm, LSZH/FR B2ca-s1a,d1,a1 -giallo- | 1 |  | 1.5792 | 1.5792
DT-CVF-19456300BZ | J | 19456300BZ | DATWYLER - Cavo ZGGFR da interno 1x12 OS2 G652.D, loose dry tube, antiroditore 5,9mm, LSZH/FR B2ca-s1a,d1,a1 -giallo- | 1 |  | 1.6308 | 1.6308
DT-CVF-19456400BZ | J | 19456400BZ | DATWYLER - Cavo szGGFR da interno 2x12 OS2 G652.D, loose dry tube, antiroditore 5,9mm, LSZH/FR B2ca-s1a,d1,a1 -giallo- | 1 |  | 4.4758 | 4.4758
Cavi Fibra Ottica posa interna ZGGFR/szGGFR, loose gel free, antiroditore LSZH Cca-s1a,d1,a1 (disponibilità 4÷12 FO, multitubo fino a 144 FO anche in Dca e B2ca)
DT-CVF-19603100CZ | ) | 19603100CZ | DATWYLER - Cavo ZGGFR da interno 1x4 OS2 G652.D, loose dry tube, antiroditore 5,9mm, LSZH/FR Cca-s1a,d1,a1 -giallo- | 2000 |  | 1.2613 | 1.2613
DT-CVF-19603200CZ | ) | 19603200CZ | DATWYLER - Cavo ZGGFR da interno 1x8 OS2 G652.D, loose dry tube, antiroditore 5,9mm, LSZH/FR Cca-s1a,d1,a1 -giallo- | 2000 |  | 1.41 | 1.41
DT-CVF-19456300CZ | J | 19456300CZ | DATWYLER - Cavo ZGGFR da interno 1x12 OS2 G652.D, loose dry tube, antiroditore 5,9mm, LSZH/FR Cca-s1a,d1,a1 -giallo- | 1 |  | 1.456 | 1.456
DT-CVF-19456400CZ | ) | 19456400CZ | DATWYLER - Cavo szGGFR da interno 2x12 OS2 G652.D, loose dry tube, antiroditore 5,9mm, LSZH/FR Cca-s1a,d1,a1 -giallo- | 2000 |  | 3.9962 | 3.9962
DT-CVF-19603600CZ | ) | 19603600CZ | DATWYLER - Cavo ZGGFR da interno 1x4 OM4, loose dry tube, antiroditore 5,9mm, LSZH/FR Cca-s1a,d1,a1 -viola- | 2000 |  | 2.611 | 2.611
DT-CVF-19603700CZ | ) | 19603700CZ | DATWYLER - Cavo ZGGFR da interno 1x8 OM4, loose dry tube, antiroditore 5,9mm, LSZH/FR Cca-s1a,d1,a1 -viola- | 2000 |  | 4.0777 | 4.0777
DT-CVF-19603500CZ | J | 19603500CZ | DATWYLER - Cavo ZGGFR da interno 1x12 OM3, loose dry tube, antiroditore, LSZH/FR Cca-s1a,d1,a1 -aqua- | 1 |  | 3.2026 | 3.2026
DT-CVF-19597400CZ | ) | 19597400CZ | DATWYLER - Cavo ZGGFR da interno 1x12 OM4, loose dry tube, antiroditore 5,9mm, LSZH/FR Cca-s1a,d1,a1 -viola- | 2000 |  | 5.1724 | 5.1724
DT-CVF-19602500CZ | ) | 19602500CZ | DATWYLER - Cavo szGGFR da interno 2x12 OM4, loose dry tube, antiroditore 5,9mm, LSZH/FR Cca-s1a,d1,a1 -viola- | 2000 |  | 11.4643 | 11.4643
Cavi Fibra Ottica posa interna e esterna Universal DLTS ZGGFR, loose gel free, antiroditore LSZH Dca-s1a,d1,a1 (disponibilità 4÷24 FO, multitubo fino a 144 FO in colorazioni giallo, aqua, viola)
DT-CVF-19618100DZ | ) | 19618100DZ | DATWYLER - Cavo Univ.l DLTS ZGGFR da int/ext 1x12 OS2 G652.D, loose dry tube, antiroditore 7,6mm, LSZH/FR Dca-s2,d1,a1 -giallo- | 2000 |  | 1.2879 | 1.2879
DT-CVF-19125100DZ | L | 19125100DZ | DATWYLER - Cavo Universal ZGGFR da int/ext 1x12 OM4, loose dry tube, antiroditore 7,6mm, LSZH/FR Dca-s2,d1,a1 -verde- | 1 | PROMO | 3.1708 | 3.1708
DT-CVF-19618500DZ | ) | 19618500DZ | DATWYLER - Cavo Universal DLTS ZGGFR da int/ext 1x12 OM4, loose dry tube, antiroditore 7,6mm, LSZH/FR Dca-s2,d1,a1 -viola- | 2000 |  | 4.0366 | 4.0366
Cavi Fibra Ottica posa interna e esterna Universal DLTS ZGGFR, loose gel free, antiroditore LSZH Cca-s1a,d1,a1 (disponibilità 4÷24 FO, multitubo fino a 144 FO in colorazioni giallo, aqua, viola)
DT-CVF-19618100CZ | J | 19618100CZ | DATWYLER - Cavo Universal DLTS ZGGFR da int/ext 1x12 OS2 G652D, loose dry tube, antirodit. 7,6mm, LSZH/FR Cca-s1a,d1,a1 -giallo- | 1 |  | 1.61 | 1.61
DT-CVF-19618200CZ | J | 19618200CZ | DATWYLER - Cavo Universal DLTS ZGGFR da int/ext 1x24 OS2 G652D, loose dry tube, antirodit. 8,2mm, LSZH/FR Cca-s1a,d1,a1 -giallo- | 2000 |  | 2.2644 | 2.2644
DT-CVF-19708300CZ | ) | 19708300CZ | DATWYLER - Cavo Universal DLTS ZGGFR da int/ext 1x12 OM3, loose dry tube, antiroditore 7,6mm, LSZH/FR Cca-s1a,d1,a1 -aqua- | 1 |  | 3.21 | 3.21
DT-CVF-19708400CZ | ) | 19708400CZ | DATWYLER - Cavo Universal DLTS ZGGFR da int/ext 1x24 OM3, loose dry tube, antiroditore 8,2mm, LSZH/FR Cca-s1a,d1,a1 -aqua- | 1 |  | 5.3533 | 5.3533
DT-CVF-19708700CZ | ) | 19708700CZ | DATWYLER - Cavo Universal DLTS ZGGFR da int/ext 1x8 OM4, loose dry tube, antiroditore 7,6mm, LSZH/FR Cca-s1a,d1,a1 -viola- | 2000 |  | 3.8121 | 3.8121
DT-CVF-19616500CZ | L | 19616500CZ | DATWYLER - Cavo Universal DLTS ZGGFR da int/ext 1x12 OM4, loose dry tube, antiroditore 7,6mm, LSZH/FR Cca-s1a,d1,a1 -verde- | 1 | PROMO | 3.888 | 3.888
DT-CVF-19618500CZ | J | 19618500CZ | DATWYLER - Cavo Universal DLTS ZGGFR da int/ext 1x12 OM4, loose dry tube, antiroditore 7,6mm, LSZH/FR Cca-s1a,d1,a1 -viola- | 1 |  | 5.0458 | 5.0458
Cavi Fibra Ottica posa interna e esterna Universal DLTS ZGGFR, loose gel free, antiroditore LSZH B2ca-s1a,d1,a1 (disponibilità 4÷24 FO, multitubo fino a 144 FO in colorazioni giallo, aqua, viola)
DT-CVF-19618100BZ | ) | 19618100BZ | DATWYLER - Cavo Universal DLTS ZGGFR da int/ext 1x12 OS2 G652D, loose dry tube, antirod. 7,6mm, LSZH/FR B2ca-s1a,d1,a1 -giallo- | 2000 |  | 1.8031 | 1.8031
DT-CVF-19618200BZ | ) | 19618200BZ | DATWYLER - Cavo Universal DLTS ZGGFR da int/ext 1x24 OS2 G652D, loose dry tube, antirod. 8,2mm, LSZH/FR B2ca–s1a,d1,a1 -giallo- | 1 |  | Richiedere | #VALUE!
DT-CVF-19708300BZ | ) | 19708300BZ | DATWYLER - Cavo Universal DLTS ZGGFR da int/ext 1x12 OM3, loose dry tube, antiroditore 7,6mm, LSZH/FR B2ca–s1a,d1,a1 -aqua- | 2000 |  | 3.5952 | 3.5952
DT-CVF-19616500BZ | L | 19616500BZ | DATWYLER - Cavo Universal DLTS ZGGFR da int/ext 1x12 OM4, loose dry tube, antiroditore 7,6mm, LSZH/FR B2ca-s1a,d1,a1 -verde- | 1 | PROMO | 4.3974 | 4.3974
DT-CVF-19618500BZ | ) | 19618500BZ | DATWYLER - Cavo Universal DLTS ZGGFR da int/ext 1x12 OM4, loose dry tube, antiroditore 7,6mmm, LSZH/FR B2ca-s1a,d1,a1 -viola- | 2000 |  | 5.6512 | 5.6512
Cavi Fibra Ottica posa esterna ZGGT High Performance, loose tube, armato dielettrico HDPE Fca (disponibilità 4÷24 FO, multitubo wbGGT fino a 288 FO)
DT-CVF-19016900FZ | J | 19016900FZ | DATWYLER - Cavo ZGGT HP da esterno 1x12 OS2 G652.D, loose tube, armato dielettrico 8,2mm, HDPE Fca -nero- | 1 |  | 1.3815 | 1.3815
DT-CVF-19014900FZ | ) | 19014900FZ | DATWYLER - Cavo ZGGT HP da esterno 1x24 OS2 G652.D, loose tube, armato dielettrico 8,6mm, HDPE Fca -nero- | 1 |  | 1.798 | 1.798
DT-CVF-18674800FZ | ) | 18674800FZ | DATWYLER - Cavo wbGGT HP da esterno 2x12 OS2 G652.D, loose tube, armato dielettrico 12mm, HDPE Fca -nero- | 2000 |  | 2.6263 | 2.6263
DT-CVF-18636100FZ | ) | 18636100FZ | DATWYLER - Cavo ZGGT HP da esterno 1x12 OM3, loose tube, armato dielettrico 8,2mm, HDPE Fca -nero- | 1 |  | 2.8239 | 2.8239
DT-CVF-19261000FZ | J | 19261000FZ | DATWYLER - Cavo ZGGT HP da esterno 1x12 OM4, loose tube, armato dielettrico 8,2mm, HDPE Fca -nero- | 1 |  | 4.5197 | 4.5197
Cavi Fibra Ottica posa esterna ZwbKWT Basic Line, loose tube, armato in corrugato metallico HDPE Fca (disponibilità 4÷24 FO, multitubo fino a 144 FO)
DT-CVF-19020100FZ | ) | 19020100FZ | DATWYLER - Cavo ZwbKWT BL da esterno 1x8 OS2 G652.D, loose dry tube 8,2mm, armato CST, HDPE Fca -nero- | 1 |  | 1.3754 | 1.3754
DT-CVF-19020200FZ | J | 19020200FZ | DATWYLER - Cavo ZwbKWT BL da esterno 1x12 OS2 G652.D, loose dry tube 8,2mm, armato CST, HDPE Fca -nero- | 1 |  | 1.462 | 1.462
DT-CVF-19035500FZ | J | 19035500FZ | DATWYLER - Cavo ZwbKWT BL da esterno 1x24 OS2 G652.D, loose dry tube 8,2mm, armato CST, HDPE Fca -nero- | 1 |  | 1.8364 | 1.8364
DT-CVF-19007200FZ | ) | 19007200FZ | DATWYLER - Cavo ZwbKWT BL da esterno 1x8 OM3, loose dry tube 8,2mm, armato CST, HDPE Fca -nero- | 1 |  | 2.1929 | 2.1929
DT-CVF-19180600FZ | ) | 19180600FZ | DATWYLER - Cavo ZwbKWT BL da esterno 1x12 OM3, loose dry tube 8,2mm, armato CST, HDPE Fca -nero- | 1 |  | 2.6504 | 2.6504
DT-CVF-19268900FZ | ) | 19268900FZ | DATWYLER - Cavo ZwbKWT BL da esterno 1x12 OM4, loose dry tube 8,2mm, armato CST, HDPE Fca -nero- | 1 |  | 3.7067 | 3.7067
DT-CVF-19611400FZ | ) | 19611400FZ | DATWYLER - Cavo ZwbKWT BL da esterno 1x24 OM4, loose dry tube 8,2mm, armato CST, HDPE Fca -nero- | 1 |  | 6.5256 | 6.5256
Componenti Ottici
DT-FPP-19903000ZY | J | 19903000ZY | DATWYLER - Cassetto ottico 19'' 1U scarico per 24 bussole SC slx, o 24 bussole LC dpx, nero | 1 |  | 43.4256 | 43.4256
DT-FPP-415203 | K | 415203 | DATWYLER - Cassetto ottico OV-S 19'' 1U estraibile, senza pannello frontale, nero | 1 |  | 65.35 | 65.35
DT-FPP-41558000ZY | J | 41558000ZY | DATWYLER - Cassetto ottico OV-S 19'' 1U estraibile, senza pannello frontale, nero | 1 | ↓ | 97.97 | 97.97
DT-FPP-417374 | J | 417374 | DATWYLER - Pannello frontale per cassetto ottico OV-T/OV-S per 24 bussole SC slx, o 24 bussole LC dpx, nero | 1 | ↓ | 22.06 | 22.06
DT-FPP-417378 | J | 417378 | DATWYLER - Pannello frontale per cassetto ottico OV-T/OV-S per 12 bussole SC dpx, o LC quad, nero | 1 | ↓ | 23.634 | 23.634
DT-FPP-417379 | ) | 417379 | DATWYLER - Pannello frontale per cassetto ottico OV-T/OV-S per 24 bussole SC dpx, o LC quad, nero | 1 | ↓ | 20.4814 | 20.4814
DT-FAD-418517 | ) | 418517 | DATWYLER - Bussola adattatore LC Quad MM con flange, slitta ceramica, beige | 1 |  | 4.75 | 4.75
DT-FAD-418519 | ) | 418519 | DATWYLER - Bussola adattatore LC Quad SM con flange, slitta ceramica, blu | 1 |  | 5.226 | 5.226
DT-FAD-418513 | J | 418513 | DATWYLER - Bussola adattatore LC duplex MM con flange, slitta ceramica, beige | 1 |  | 2.46 | 2.46
DT-FAD-418514 | J | 418514 | DATWYLER - Bussola adattatore LC duplex SM con flange, slitta ceramica, blu | 1 |  | 2.7196 | 2.7196
DT-FAD-418529 | L | 418529 | DATWYLER - Bussola adattatore SC simplex MM con flange, slitta ceramica, beige | 1 | PROMO | 0.648 | 0.648
DT-FAD-418505 | J | 418505 | DATWYLER - Bussola adattatore SC simplex SM con flange, slitta ceramica, blu | 1 |  | 0.74 | 0.74
DT-FAD-418507 | L | 418507 | DATWYLER - Bussola adattatore SC duplex MM con flange, slitta ceramica, beige | 1 | PROMO | 0.84821 | 0.84821
DT-FAD-418510 | ) | 418510 | DATWYLER - Bussola adattatore SC duplex MM con flange senza viti, slitta ceramica, aqua | 1 |  | 1.23 | 1.23
DT-FAD-418532 | J | 418532 | DATWYLER - Bussola adattatore SC duplex MM con flange senza viti, slitta ceramica, viola | 1 |  | 1.48 | 1.48
DT-FAD-418511 | J | 418511 | DATWYLER - Bussola adattatore SC duplex SM con flange senza viti, slitta ceramica, blu | 1 |  | 1.59 | 1.59
DT-ACC-418596 | J | 418596 | DATWYLER - Tappo cieco SC spx LC dpx, nero | 1 | ↓ | 0.41 | 0.41
DT-ACC-1414224 | ) | 1414224 | DATWYLER - Tappo cieco SC duplex, nero | 1 | ↓ | 0.41 | 0.41
DT-FPP-1411150 | J | 1411150 | DATWYLER - Vassoio portagiunti senza coperchio | 1 | ↓ | 2.08 | 2.08
DT-FPP-1411151 | J | 1411151 | DATWYLER - Coperchio per vassoio portagiunti | 1 | ↓ | 1.01 | 1.01
DT-FPP-1411153 | J | 1411153 | DATWYLER - Supporto per 6 giunti termoretraibili | 1 | ↓ | 1.32 | 1.32
DT-ACC-1401581 | ) | 1401581 | DATWYLER - Protezione termoretraibile per giunti 60 mm -conf. 100 pz- | 1 | ↓ | 63 | 63
DT-FPP-415364 | K | 415364 | DATWYLER - Cassetto ottico OV-S 19'' 1U estraibile con 6 adattatori SC dpx SM blu, 12 pigtail SC da 2m OS2, nero | 1 | PROMO | 137.196 | 137.196
DT-FPP-415365 | K | 415365 | DATWYLER - Cassetto ottico OV-S 19'' 1U estraibile con 6 adattatori SC dpx MM viola, 12 pigtail SC da 2m OM4, nero | 1 | PROMO | 141.84 | 141.84
DT-FPG-421121 | J | 421121 | DATWYLER - Pigtail SC semi tight OS2, 2m -giallo- | 1 |  | 3.09 | 3.09
DT-FPG-421144 | J | 421144 | DATWYLER - Pigtail SC semi tight OM4, 2m -viola- | 1 |  | 3.71 | 3.71
DT-FPG-421141 | ) | 421141 | DATWYLER - Pigtail SC semi tight OM3, 2m -aqua- | 1 |  | 3.58 | 3.58
DT-FPG-423321 | J | 423321 | DATWYLER - Pigtail LC semi tight OS2, 2m -giallo- | 1 |  | 3.77 | 3.77
DT-FPG-423348 | J | 423348 | DATWYLER - Pigtail LC semi tight OM4, 2m -viola- | 1 |  | 6.4294 | 6.4294
DT-FPG-423341 | ) | 423341 | DATWYLER - Pigtail LC semi tight OM3, 2m -aqua- | 1 |  | 4.32 | 4.32
DT-FPG-423342 | ) | 423342 | DATWYLER - Set di 12 pigtail LC semi tight OM3, 2m -colori vari IEC- | 1 |  | 51.89 | 51.89
DT-FPG-421122 | ) | 421122 | DATWYLER - Set di 12 pigtail SC semi tight OS2, 2m -colori vari IEC- | 1 |  | 37.07 | 37.07
DT-FPG-421145 | ) | 421145 | DATWYLER - Set di 12 pigtail SC semi tight OM4, 2m -colori vari IEC- | 1 |  | 44.48 | 44.48
DT-FPS-421112 | ) | 421112 | DATWYLER - Bretella ottica SC-SC duplex OS2, LSZH, zipcord, gialla, 2 m | 1 |  | 13.71 | 13.71
DT-FPS-431142 | ) | 431142 | DATWYLER - Bretella ottica SC-SC duplex OM4, LSZH, zipcord, viola, 2 m | 1 |  | 13.57 | 13.57
DT-FPS-421132 | ) | 421132 | DATWYLER - Bretella ottica SC-SC duplex OM3, LSZH, zipcord, aqua, 2 m | 1 |  | 12.61 | 12.61
DT-FPL-423311 | J | 423311 | DATWYLER - Bretella ottica LC-LC duplex OS2, LSZH, zipcord, gialla, 1 m | 1 |  | 14.44 | 14.44
DT-FPL-423312 | J | 423312 | DATWYLER - Bretella ottica LC-LC duplex OS2, LSZH, zipcord, gialla, 2 m | 1 |  | 15.13 | 15.13
DT-FPL-423313 | J | 423313 | DATWYLER - Bretella ottica LC-LC duplex OS2, LSZH, zipcord, gialla, 3 m | 1 |  | 15.8765 | 15.8765
DT-FPL-433341 | J | 433341 | DATWYLER - Bretella ottica LC-LC duplex OM4, LSZH, zipcord, viola, 1 m | 1 |  | 17.3 | 17.3
DT-FPL-433342 | J | 433342 | DATWYLER - Bretella ottica LC-LC duplex OM4, LSZH, zipcord, viola, 2 m | 1 |  | 18.64 | 18.64
DT-FPL-423331 | ) | 423331 | DATWYLER - Bretella ottica LC-LC duplex OM3, LSZH, zipcord, aqua, 1 m | 1 |  | 16.82 | 16.82
DT-FPL-423332 | ) | 423332 | DATWYLER - Bretella ottica LC-LC duplex OM3, LSZH, zipcord, aqua, 2 m | 1 |  | 17.7 | 17.7
DT-FPL-423333 | ) | 423333 | DATWYLER - Bretella ottica LC-LC duplex OM3, LSZH, zipcord, aqua, 3 m | 1 |  | 18.57 | 18.57
Componenti cablaggio industriale
DT-MJ6A-418077 | ) | 418077 | DATWYLER - Plug RJ45 Cat.6A schermato IP20 per applicazioni in campo, dritto | 1 |  | 9.95 | 9.95
DT-MJ6A-418078 | ) | 418078 | DATWYLER - Plug RJ45 Cat.6A schermato IP20 per applicazioni in campo, ingresso 90 gradi | 1 |  | 11.77 | 11.77
DT-ACC-19690000ZY | J | 19690000ZY | DATWYLER - Box in lamiera, predisposto per 8 prese RJ45 keystone, montaggio su barra DIN, nero RAL 9005 | 1 |  | 48.2722 | 48.2722
DT-ACC-19692200ZY | ) | 19692200ZY | DATWYLER - Box in lamiera, predisposto per 6 porte LCD/SC, scarico, senza accessori, montaggio su barra DIN, nero RAL 9005 | 5 |  | 106.0606 | 106.0606
DT-ACC-19692300ZY | ) | 19692300ZY | DATWYLER - Box in lamiera, predisposto per 6 pirte LC Quad, scarico, senza accessori, montaggio su barra DIN, nero RAL 9005 | 5 |  | 106.0606 | 106.0606
DT-ACC-418026 | ) | 418026 | DATWYLER - Adattatore per barra DIN IP20, 1 porta con attacco Keystone, scarico, grigio | 1 |  | 10.3484 | 10.3484
DT-ACC-19686600ZY | ) | 19686600ZY | DATWYLER - Pannello 19'' 4U con barra per il fissaggio di componenti con sistema DIN | 1 |  | 54.1 | 54.1
Accoppiatori keystone con doppia porta RJ45 con isolatore galvanico
DT-ACC-417918 | ) | 417918 | DATWYLER - Accoppiatore keystone con doppia porta RJ45 classe D con protezione di sovratensioni e isolamento galvanico 180 gradi | 1 |  | 255.76 | 255.76
DT-ACC-417919 | ) | 417919 | DATWYLER - Accoppiatore keystone con doppia porta RJ45 classe D con protezione di sovratensioni e isolamento galvanico 90 gradi | 1 |  | 255.76 | 255.76
Armadi rack
DT-RAC-195429 | L | 195429 | DATWYLER - Armadio Rack DNRS, 42U 800x800, telai 19'' fronte e retro, porta in vetro di sicurezza, IP30, nero RAL 9005 | 1 | PROMO | 787.23 | 787.23
DT-RAC-195046 | L | 195046 | DATWYLER - Zoccolo angolare per rack 10 cm, nero RAL 9005, confezione 4 pz | 1 | PROMO | 86.58 | 86.58
DT-RAC-195050 | L | 195050 | DATWYLER - Panelli per zoccolo rack 800 x 800 mm 10 cm, nero RAL 9005, confezione 4 pz | 1 | PROMO | 76.212 | 76.212
DT-RAC-195131 | L | 195131 | DATWYLER - Gruppo di 2 ventole con termostato per rack profondità 600/800/1200, montaggio a tetto, nero | 1 | PROMO | 158.886 | 158.886
DT-RAC-19557800ZY | ) | 19557800ZY | DATWYLER - Armadio Rack, 24U 800x800, porta in vetro, profili 19'' fronte e retro, piedini livellam. IP30, nero RAL 9005 | 1 |  | 903.8822 | 903.8822
DT-RAC-19670100ZY | ) | 19670100ZY | DATWYLER - Armadio Rack, 42U 800x800, porta in vetro, profili 19'' fronte e retro, piedini livellam. IP30, nero RAL 9005 | 1 |  | 1331.9091 | 1331.9091
DT-RAC-19557400ZY | ) | 19557400ZY | DATWYLER - Armadio Rack, 24U 600x600, porta in vetro, profili 19'' fronte e retro, piedini livellam. IP30, nero RAL 9005 | 1 |  | 715.7287 | 715.7287
DT-RAC-19559200ZY | ) | 19559200ZY | DATWYLER - Armadio Rack, 42U 600x600, porta in vetro, profili 19'' fronte e retro, piedini livellam. IP30, nero RAL 9005 | 1 |  | 938.338 | 938.338
DT-RAC-19683400ZY | ) | 19683400ZY | DATWYLER - Zoccolo per rack 800x800, altezza 10cm, nero RAL 9005 | 1 |  | 103.8709 | 103.8709
DT-RAC-19683000ZY | ) | 19683000ZY | DATWYLER - Zoccolo per rack 600x600, altezza 10cm, nero RAL 9005 | 1 |  | 90.8792 | 90.8792
DT-RAC-19556300ZY | ) | 19556300ZY | DATWYLER - Zoccolo per rack 600x800, altezza 10cm, nero RAL 9005 | 1 |  | 94.5677 | 94.5677
DT-RAC-19557100ZY | ) | 19557100ZY | DATWYLER - Pannello di comando per sistema di ventilazione, 1U, nero RAL 9005 | 1 |  | 114.8485 | 114.8485
DT-RAC-19557200ZY | ) | 19557200ZY | DATWYLER - Sistema di ventilazione, 2 ventole per montaggio a rack superiore-inferiore, con cavo e presa, 3U, nero RAL 9005 | 1 |  | 131.57 | 131.57
DT-RAC-19686700ZY | ) | 19686700ZY | DATWYLER - Sistema di ventilazione, 3 ventole per montaggio a rack superiore-inferiore, con cavo e presa, 3U, nero RAL 9005 | 1 |  | 161.99 | 161.99
DT-RAC-19550200ZY | ) | 19550200ZY | DATWYLER - Cavi per messa a terra, confezione di 4 pezzi | 1 |  | 12.8788 | 12.8788
DT-RAC-19550300ZY | ) | 19550300ZY | DATWYLER - Barra in rame equipotenziale, 20 x 4 mm, fori M6 | 1 |  | 22.2222 | 22.2222
DT-RAC-19687800ZY | ) | 19687800ZY | DATWYLER - Kit dadi e viti -50 + 50 pz- | 1 |  | 15.17 | 15.17
DT-RAC-19556500ZY | J | 19556500ZY | DATWYLER - Pannello passacavi 1U con 4 anelli in plastica, nero | 1 |  | 19.5556 | 19.5556
DT-ACC-19692000ZY | ) | 19692000ZY | DATWYLER - Canala verticale 42U per rack di rete/server, coperchio frontale, nero RAL 9005, premontata in rack da 800 mm, 2 pz | 1 |  | 269.3131 | 269.3131
DT-RAC-19688800ZY | ) | 19688800ZY | DATWYLER - PDU, 6 prese universali + interruttore, 19", 1U | 1 |  | 73.7 | 73.7
DT-RAC-19689100ZY | ) | 19689100ZY | DATWYLER - PDU, 6 prese universali con magnetotermico 16A, 19'', 1U | 1 |  | 85.96 | 85.96

## TS RACK TECNO
Listino Giugno22 |  |  | WWW.COMPASSTECH.IT
Indice
Tecnosteel
Cod. Compass |  | Cod. Vendor | Descrizione | MOQ | End-User | Netto
Armadi da parete serie CompactNet 400
TS-RKW-FP4007 | ) | FP4007 | TECNOSTEEL - Armadio a parete porta in vetro, pannelli laterali amovibili, fornito Flat Pack grigio largh 600 Prof 420 H 387 7U | 1 | 269.9497 | 269.9497
TS-RKW-FPA4007 | ) | FPA4007 | TECNOSTEEL - Armadio a parete porta in vetro, pannelli laterali amovibili, fornito assemblato grigio largh 600 Prof 420 H 387 7U | 1 | 283.9343 | 283.9343
TS-RKW-FP4010 | ) | FP4010 | TECNOSTEEL - Armadio a parete porta in vetro, pannelli laterali amovibili, fornito Flat Pack grigio largh 600 Prof 420 H 520 10U | 1 | 286.0199 | 286.0199
TS-RKW-FPA4010 | ) | FPA4010 | TECNOSTEEL - Armadio a parete porta in vetro, pannelli laterali amovibili, fornito assemblato grigio larg 600 Prof 420 H 520 10U | 1 | 309.0101 | 309.0101
TS-RKW-FP4013 | J | FP4013 | TECNOSTEEL - Armadio a parete porta in vetro, pannelli laterali amovibili, fornito Flat Pack grigio largh 600 Prof 420 H 655 13U | 1 | 305.9561 | 305.9561
TS-RKW-FPA4013 | ) | FPA4013 | TECNOSTEEL - Armadio a parete porta in vetro, pannelli laterali amovibili, fornito assemblato grigio larg 600 Prof 420 H 655 13U | 1 | 330.4179 | 330.4179
TS-RKW-FP4016 | ) | FP4016 | TECNOSTEEL - Armadio a parete porta in vetro, pannelli laterali amovibili, fornito Flat Pack grigio largh 600 Prof 420 H 787 16U | 1 | 337.7335 | 337.7335
TS-RKW-FPA4016 | ) | FPA4016 | TECNOSTEEL - Armadio a parete porta in vetro, pannelli laterali amovibili, fornito assemblato grigio larg 600 Prof 420 H 787 16U | 1 | 364.9094 | 364.9094
Armadi da parete serie CompactNet 500
TS-RKW-FP5007 | ) | FP5007 | TECNOSTEEL - Armadio a parete porta in vetro, pannelli laterali amovibili, fornito Flat Pack grigio largh 600 Prof 520 H 387 7U | 1 | 300.5758 | 300.5758
TS-RKW-FPA5007 | ) | FPA5007 | TECNOSTEEL - Armadio a parete porta in vetro, pannelli laterali amovibili, fornito assemblato grigio largh 600 Prof 520 H 387 7U | 1 | 324.6833 | 324.6833
TS-RKW-FP5010 | J | FP5010 | TECNOSTEEL - Armadio a parete porta in vetro, pannelli laterali amovibili, fornito Flat Pack grigio largh 600 Prof 520 H 520 10U | 1 | 320.8657 | 320.8657
TS-RKW-FPA5010 | J | FPA5010 | TECNOSTEEL - Armadio a parete porta in vetro, pannelli laterali amovibili, fornito assemblato grigio larg 600 Prof 520 H 520 10U | 1 | 346.5359 | 346.5359
TS-RKW-FP5013 | J | FP5013 | TECNOSTEEL - Armadio a parete porta in vetro, pannelli laterali amovibili, fornito Flat Pack grigio largh 600 Prof 520 H 655 13U | 1 | 344.2325 | 344.2325
TS-RKW-FPA5013 | J | FPA5013 | TECNOSTEEL - Armadio a parete porta in vetro, pannelli laterali amovibili, fornito assemblato grigio larg 600 Prof 520 H 655 13U | 1 | 371.7954 | 371.7954
TS-RKW-FP5016 | J | FP5016 | TECNOSTEEL - Armadio a parete porta in vetro, pannelli laterali amovibili, fornito Flat Pack grigio largh 600 Prof 520 H 787 16U | 1 | 364.5224 | 364.5224
TS-RKW-FPA5016 | J | FPA5016 | TECNOSTEEL - Armadio a parete porta in vetro, pannelli laterali amovibili, fornito assemblato grigio larg 600 Prof 520 H 787 16U | 1 | 393.6001 | 393.6001
TS-RKW-FP5022 | J | FP5022 | TECNOSTEEL - Armadio a parete porta in vetro, pannelli laterali amovibili, fornito Flat Pack grigio larg 600 Prof 520 H 1054 22U | 1 | 418.506 | 418.506
TS-RKW-FPA5022 | ) | FPA5022 | TECNOSTEEL - Armadio a parete porta vetro, pannelli laterali amovibili, fornito assemblato grigio larg 600 Prof 520 H 1054 22U | 1 | 451.8455 | 451.8455
Armadi da parete serie CompactNet 600
TS-RKW-FP6010 | J | FP6010 | TECNOSTEEL - Armadio a parete porta in vetro, pannelli laterali amovibili, fornito Flat Pack grigio largh 600 Prof 620 H 520 10U | 1 | 425.392 | 425.392
TS-RKW-FPA6010 | ) | FPA6010 | TECNOSTEEL - Armadio a parete porta in vetro, pannelli laterali amovibili, fornito assemblato grigio larg 600 Prof 620 H 520 10U | 1 | 459.482 | 459.482
TS-RKW-FP6013 | J | FP6013 | TECNOSTEEL - Armadio a parete porta in vetro, pannelli laterali amovibili, fornito Flat Pack grigio largh 600 Prof 620 H 655 13U | 1 | 449.1314 | 449.1314
TS-RKW-FPA6013 | ) | FPA6013 | TECNOSTEEL - Armadio a parete porta in vetro, pannelli laterali amovibili, fornito assemblato grigio larg 600 Prof 620 H 655 13U | 1 | 485.1378 | 485.1378
TS-RKW-FP6016 | J | FP6016 | TECNOSTEEL - Armadio a parete porta in vetro, pannelli laterali amovibili, fornito Flat Pack grigio largh 600 Prof 620 H 787 16U | 1 | 469.4357 | 469.4357
TS-RKW-FPA6016 | J | FPA6016 | TECNOSTEEL - Armadio a parete porta in vetro, pannelli laterali amovibili, fornito assemblato grigio larg 600 Prof 620 H 787 16U | 1 | 506.9897 | 506.9897
TS-RKW-FP6022 | ) | FP6022 | TECNOSTEEL - Armadio a parete porta in vetro, pannelli laterali amovibili, fornito Flat Pack grigio larg 600 Prof 620 H 1054 22U | 1 | 519.9973 | 519.9973
TS-RKW-FPA6022 | J | FPA6022 | TECNOSTEEL - Armadio a parete porta vetro, pannelli laterali amovibili, fornito assemblato grigio larg 600 Prof 620 H 1054 22U | 1 | 561.7232 | 561.7232
Armadi da parete serie TECNO OFFICE
TS-RKW-F2507 | J | F2507 | TECNOSTEEL - Armadio 10" a parete per piccole reti - 7U 358x270x387h | 1 | 211.8404 | 211.8404
TS-RKW-F2508 | ) | F2508 | TECNOSTEEL - Pannello passapermute - 2 anelli - per TecnoOffice | 1 | 17.5375 | 17.5375
TS-RKW-F2509 | ) | F2509 | TECNOSTEEL - Ripiano fisso per TecnoOffice | 1 | 25.2726 | 25.2726
TS-RKW-F2510 | L | F2510 | TECNOSTEEL - Pannello cieco per TecnoOffice | 1 | 10.2421 | 10.2421
TS-RKW-F2512KS | ) | F2512KS | TECNOSTEEL - Pannello RJ45 - 8 porte per connettori dim.: mm 14,9x20,3h | 1 | 19.2971 | 19.2971
TS-RKW-F2516 | J | F2516 | TECNOSTEEL - Scatola fibra ottica - 8 SC - per TecnoOffice | 1 | 51.4416 | 51.4416
TS-RKW-F3033 | ) | F3033 | TECNOSTEEL - Armadio a parete - pannelli fissi - tecno 300 - 3u 600x320x185h | 1 | 160.1376 | 160.1376
TS-RKW-F3006 | ) | F3006 | TECNOSTEEL - Armadio a parete - pannelli fissi - tecno 300 - 6u 600x320x387h | 1 | 170.0769 | 170.0769
TS-RKW-F5009 | ) | F5009 | TECNOSTEEL - Armadio a parete - 3 sezioni - tecno 500 - 10u 600x520x520h | 1 | 512.4271 | 512.4271
TS-RKW-F5012 | ) | F5012 | TECNOSTEEL - Armadio a parete - 3 sezioni - tecno 500 - 13u 600x520x655h | 1 | 552.1376 | 552.1376
TS-RKW-F5015 | ) | F5015 | TECNOSTEEL - Armadio a parete - 3 sezioni - tecno 500 - 16u 600x520x787h | 1 | 599.8303 | 599.8303
TS-RKW-F5021 | ) | F5021 | TECNOSTEEL - Armadio a parete - 3 sezioni - tecno 500 - 22u 600x520x1054h | 1 | 671.29 | 671.29
TS-RKW-F0615 | ) | F0615 | TECNOSTEEL - Rack 6u 600x150x387h | 1 | 153.1382 | 153.1382
TS-RKW-F1215 | ) | F1215 | TECNOSTEEL - Rack 12u 600x150x610h | 1 | 172.3101 | 172.3101
TS-RKW-F0630 | ) | F0630 | TECNOSTEEL - Rack 6u 600x300x387h | 1 | 170.0769 | 170.0769
TS-RKW-F1230 | ) | F1230 | TECNOSTEEL - Rack 12u 600x300x610h | 1 | 191.4479 | 191.4479
TS-RKW-F3099N | ) | F3099N | TECNOSTEEL - Armadio per la custodia e la ricarica di 36 dispositivi, prese protette contro i sovraccarichi, su ruote bloccabili, con ventilazione e termostato | 1 | 1738.6735 | 1738.6735
Armadi PROGRESS A PAVIMENTO
TS-RKF-P6427zp | ) | P6427 | TECNOSTEEL - Armadio Progress a pavimento - 27U 600x400 - Grigio RAL 7035 | 1 | 878.9546 | 878.9546
TS-RKF-P6442 | ) | P6442 | TECNOSTEEL - Armadio Progress a pavimento - 42U 600x400 - Grigio RAL 7035 | 1 | 1109.4989 | 1109.4989
TS-RKF-P6620 | J | P6620 | TECNOSTEEL - Armadio Progress a pavimento - 20U 600x600 - Grigio RAL 7035 | 1 | 908.8214 | 908.8214
TS-RKF-P6624 | J | P6624 | TECNOSTEEL - Armadio Progress a pavimento - 24U 600x600 - Grigio RAL 7035 | 1 | 961.6313 | 961.6313
TS-RKF-P6627 | J | P6627 | TECNOSTEEL - Armadio Progress a pavimento - 27U 600x600 - Grigio RAL 7035 | 1 | 973.6845 | 973.6845
TS-RKF-P6633 | ) | P6633 | TECNOSTEEL - Armadio Progress a pavimento - 33U 600x600 - Grigio RAL 7035 | 1 | 1057.2863 | 1057.2863
TS-RKF-P6638 | ) | P6638 | TECNOSTEEL - Armadio Progress a pavimento - 38U 600x600 - Grigio RAL 7035 | 1 | 1131.2775 | 1131.2775
TS-RKF-P6642 | J | P6642 | TECNOSTEEL - Armadio Progress a pavimento - 42U 600x600 - Grigio RAL 7035 | 1 | 1142.005 | 1142.005
TS-RKF-P6647 | ) | P6647 | TECNOSTEEL - Armadio Progress a pavimento - 47U 600x600 - Grigio RAL 7035 | 1 | 1283.5835 | 1283.5835
TS-RKF-P6820 | ) | P6820 | TECNOSTEEL - Armadio Progress a pavimento - 20U 600x800 - Grigio RAL 7035 doppi montanti | 1 | 992.066 | 992.066
TS-RKF-P6827 | ) | P6827 | TECNOSTEEL - Armadio Progress a pavimento - 27U 600x800 - Grigio RAL 7035 doppi montanti | 1 | 1071.3432 | 1071.3432
TS-RKF-P6833 | ) | P6833 | TECNOSTEEL - Armadio Progress a pavimento - 33U 600x800 - Grigio RAL 7035 doppi montanti | 1 | 1135.6438 | 1135.6438
TS-RKF-P6838 | ) | P6838 | TECNOSTEEL - Armadio Progress a pavimento - 38U 600x800 - Grigio RAL 7035 doppi montanti | 1 | 1213.9541 | 1213.9541
TS-RKF-P6842 | ) | P6842 | TECNOSTEEL - Armadio Progress a pavimento - 42U 600x800 - Grigio RAL 7035 doppi montanti | 1 | 1264.3327 | 1264.3327
TS-RKF-P6847 | ) | P6847 | TECNOSTEEL - Armadio Progress a pavimento - 47U 600x800 - Grigio RAL 7035 doppi montanti | 1 | 1392.3757 | 1392.3757
TS-RKF-P8627 | ) | P8627 | TECNOSTEEL - Armadio Progress a pavimento - 27U 800x600 - Grigio RAL 7035 | 1 | 1151.5673 | 1151.5673
TS-RKF-P8633 | ) | P8633 | TECNOSTEEL - Armadio Progress a pavimento - 33U 800x600 - Grigio RAL 7035 | 1 | 1183.4908 | 1183.4908
TS-RKF-P8638 | ) | P8638 | TECNOSTEEL - Armadio Progress a pavimento - 38U 800x600 - Grigio RAL 7035 | 1 | 1270.5763 | 1270.5763
TS-RKF-P8642 | J | P8642 | TECNOSTEEL - Armadio Progress a pavimento - 42U 800x600 - Grigio RAL 7035 | 1 | 1346.5593 | 1346.5593
TS-RKF-P8647 | ) | P8647 | TECNOSTEEL - Armadio Progress a pavimento - 47U 800x600 - Grigio RAL 7035 | 1 | 1488.1027 | 1488.1027
TS-RKF-P8827 | J | P8827 | TECNOSTEEL - Armadio Progress a pavimento - 27U 800x800 - Grigio RAL 7035 doppi montanti | 1 | 1182.2201 | 1182.2201
TS-RKF-P8833 | ) | P8833 | TECNOSTEEL - Armadio Progress a pavimento - 33U 800x800 - Grigio RAL 7035 doppi montanti | 1 | 1253.1462 | 1253.1462
TS-RKF-P8838 | ) | P8838 | TECNOSTEEL - Armadio Progress a pavimento - 38U 800x800 - Grigio RAL 7035 doppi montanti | 1 | 1348.816 | 1348.816
TS-RKF-P8842 | J | P8842 | TECNOSTEEL - Armadio Progress a pavimento - 42U 800x800 - Grigio RAL 7035 doppi montanti | 1 | 1412.3161 | 1412.3161
TS-RKF-P8847 | ) | P8847 | TECNOSTEEL - Armadio Progress a pavimento - 47U 800x800 - Grigio RAL 7035 doppi montanti | 1 | 1601.2108 | 1601.2108
Armadi serie NET Leader VB
TS-RKF-F6624VB | ) | F6624VB | TECNOSTEEL - Armadio a pavimento 600x600x1257 24U resist alle vibraz EN54-16 | 1 | 1421.0977 | 1421.0977
TS-RKF-F6633VB | ) | F6633VB | TECNOSTEEL - Armadio a pavimento 600 x600 x1656 33U resist alle vibraz EN54-16 | 1 | 1562.5256 | 1562.5256
TS-RKF-F6642VB | ) | F6642VB | TECNOSTEEL - Armadio a pavimento 600x600x2057 42U resist alle vibraz EN54-16 | 1 | 1749.0652 | 1749.0652
TS-RKF-F6842VB | ) | F6842VB | TECNOSTEEL - Armadio a pavimento 600x800x2057 42U resist alle vibraz EN54-16 | 1 | 1877.6919 | 1877.6919
Armadi da parete serie CompactNet 400 Nero
TS-RKW-FP4007 | ) | FP4007N | TECNOSTEEL - Armadio a parete porta in vetro, pannelli laterali amovibili, fornito Flat Pack - nero largh 600 Prof 420 H 387 7U | 1 | 269.9497 | 269.9497
TS-RKW-FPA4007 | ) | FPA4007N | TECNOSTEEL - Armadio a parete porta in vetro, pannelli laterali amovibili, fornito Assemblato - nero largh 600 Prof 420 H 387 7U | 1 | 283.9343 | 283.9343
TS-RKW-FP4010N | ) | FP4010N | TECNOSTEEL - Armadio a parete porta in vetro, pannelli laterali amovibili, fornito Flat Pack - nero largh 600 Prof 420 H 520 10U | 1 | 286.0199 | 286.0199
TS-RKW-FPA4010N | ) | FPA4010N | TECNOSTEEL - Armadio a parete porta in vetro, pannelli laterali amovibili, fornito Assemblato nero largh 600 Prof 420 H 520 10U | 1 | 309.0101 | 309.0101
TS-RKW-FP4013N | ) | FP4013N | TECNOSTEEL - Armadio a parete porta in vetro, pannelli laterali amovibili, fornito Flat Pack - nero largh 600 Prof 420 H 655 13U | 1 | 305.9561 | 305.9561
TS-RKW-FPA4013N | ) | FPA4013N | TECNOSTEEL - Armadio a parete porta in vetro, pannelli laterali amovibili, fornito Assemblato nero largh 600 Prof 420 H 655 13U | 1 | 330.4179 | 330.4179
TS-RKW-FP4016N | J | FP4016N | TECNOSTEEL - Armadio a parete porta in vetro, pannelli laterali amovibili, fornito Flat Pack - nero largh 600 Prof 420 H 787 16U | 1 | 337.7335 | 337.7335
TS-RKW-FPA4016N | ) | FPA4016N | TECNOSTEEL - Armadio a parete porta in vetro, pannelli laterali amovibili, fornito Assemblato nero largh 600 Prof 420 H 787 16U | 1 | 364.9094 | 364.9094
Armadi da parete serie CompactNet 500 Nero
TS-RKW-FP5007N | ) | FP5007N | TECNOSTEEL - Armadio a parete porta in vetro, pannelli laterali amovibili, fornito Flat Pack - nero largh 600 Prof 520 H 387 7U | 1 | 300.5758 | 300.5758
TS-RKW-FPA5007N | ) | FPA5007N | TECNOSTEEL - Armadio a parete porta in vetro, pannelli laterali amovibili, fornito Assemblato - nero largh 600 Prof 520 H 387 7U | 1 | 324.6833 | 324.6833
TS-RKW-FP5010N | ) | FP5010N | TECNOSTEEL - Armadio a parete porta in vetro, pannelli laterali amovibili, fornito Flat Pack - nero largh 600 Prof 520 H 520 10U | 1 | 320.8657 | 320.8657
TS-RKW-FPA5010N | ) | FPA5010N | TECNOSTEEL - Armadio a parete porta in vetro, pannelli laterali amovibili, fornito Assemblato nero largh 600 Prof 520 H 520 10U | 1 | 346.5359 | 346.5359
TS-RKW-FP5013N | J | FP5013N | TECNOSTEEL - Armadio a parete porta in vetro, pannelli laterali amovibili, fornito Flat Pack - nero largh 600 Prof 520 H 655 13U | 1 | 344.2325 | 344.2325
TS-RKW-FPA5013N | ) | FPA5013N | TECNOSTEEL - Armadio a parete porta in vetro, pannelli laterali amovibili, fornito Assemblato nero largh 600 Prof 520 H 655 13U | 1 | 371.7954 | 371.7954
TS-RKW-FP5016N | ) | FP5016N | TECNOSTEEL - Armadio a parete porta in vetro, pannelli laterali amovibili, fornito Flat Pack - nero largh 600 Prof 520 H 787 16U | 1 | 364.5224 | 364.5224
TS-RKW-FPA5016N | ) | FPA5016N | TECNOSTEEL - Armadio a parete porta in vetro, pannelli laterali amovibili, fornito Assemblato nero largh 600 Prof 520 H 787 16U | 1 | 393.6001 | 393.6001
TS-RKW-FP5022N | ) | FP5022N | TECNOSTEEL - Armadio a parete porta in vetro, pannelli laterali amovibili, fornito Flat Pack nero largh 600 Prof 520 H 1054 22U | 1 | 418.506 | 418.506
TS-RKW-FPA5022N | ) | FPA5022N | TECNOSTEEL - Armadio a parete porta in vetro, pannelli laterali amovibili, fornito assemblato nero largh 600 Prof 520 H 1054 22U | 1 | 451.8455 | 451.8455
Armadi da parete serie CompactNet 600 Nero
TS-RKW-FP6010N | ) | FP6010N | TECNOSTEEL - Armadio a parete porta in vetro, pannelli laterali amovibili, fornito Flat Pack - nero largh 600 Prof 620 H 520 10U | 1 | 425.392 | 425.392
TS-RKW-FPA6010N | ) | FPA6010N | TECNOSTEEL - Armadio a parete porta in vetro, pannelli laterali amovibili, fornito Assemblato nero largh 600 Prof 620 H 520 10U | 1 | 459.482 | 459.482
TS-RKW-FP6013N | ) | FP6013N | TECNOSTEEL - Armadio a parete porta in vetro, pannelli laterali amovibili, fornito Flat Pack - nero largh 600 Prof 620 H 655 13U | 1 | 449.1314 | 449.1314
TS-RKW-FPA6013N | ) | FPA6013N | TECNOSTEEL - Armadio a parete porta in vetro, pannelli laterali amovibili, fornito Assemblato nero largh 600 Prof 620 H 655 13U | 1 | 485.1378 | 485.1378
TS-RKW-FP6016N | J | FP6016N | TECNOSTEEL - Armadio a parete porta in vetro, pannelli laterali amovibili, fornito Flat Pack - nero largh 600 Prof 620 H 787 16U | 1 | 469.4357 | 469.4357
TS-RKW-FPA6016N | ) | FPA6016N | TECNOSTEEL - Armadio a parete porta in vetro, pannelli laterali amovibili, fornito Assemblato nero largh 600 Prof 620 H 787 16U | 1 | 506.9897 | 506.9897
TS-RKW-FP6022N | ) | FP6022N | TECNOSTEEL - Armadio a parete porta in vetro, pannelli laterali amovibili, fornito Flat Pack nero largh 600 Prof 620 H 1054 22U | 1 | 519.9973 | 519.9973
TS-RKW-FPA6022N | ) | FPA6022N | TECNOSTEEL - Armadio a parete porta in vetro, pannelli laterali amovibili, fornito assemblato nero largh 600 Prof 620 H 1054 22U | 1 | 561.7232 | 561.7232
Armadi da parete serie TECNO OFFICE Nero
TS-RKW-F2507N | ) | F2507N | TECNOSTEEL - Armadio 10" a parete per piccole reti - 7U 358x270x387h Nero | 1 | 211.8404 | 211.8404
TS-RKW-F2508N | ) | F2508N | TECNOSTEEL - Pannello passapermute - 2 anelli - per TecnoOffice Nero | 1 | 17.5375 | 17.5375
TS-RKW-F2509N | ) | F2509N | TECNOSTEEL - Ripiano fisso per TecnoOffice Nero | 1 | 25.2726 | 25.2726
TS-RKW-F2501N | ) | F2501NS | TECNOSTEEL - Canalina 10'' 2 prese universali con interruttore luminoso Nera | 1 | 99.9443 | 99.9443
TS-RKW-F2512KSN | ) | F2512KSN | TECNOSTEEL - Pannello RJ45 - 8 porte per connettori dim.: mm 14,9x20,3h Nero | 1 | 19.2971 | 19.2971
TS-RKW-F2516N | ) | F2516N | TECNOSTEEL - Scatola fibra ottica - 8 SC - per TecnoOffice Nero | 1 | 51.4416 | 51.4416
Armadi PROGRESS A PAVIMENTO Nero
TS-RKF-P6427N | ) | P6427N | TECNOSTEEL - Armadio Progress a pavimento - 27U 600x400 - Nero | 1 | 878.9546 | 878.9546
TS-RKF-P6442N | ) | P6442N | TECNOSTEEL - Armadio Progress a pavimento - 42U 600x400 - Nero | 1 | 1109.4989 | 1109.4989
TS-RKF-P6620N | J | P6620N | TECNOSTEEL - Armadio Progress a pavimento - 20U 600x600 - Nero | 1 | 908.8214 | 908.8214
TS-RKF-P6624N | ) | P6624N | TECNOSTEEL - Armadio Progress a pavimento - 24U 600x600 - Nero | 1 | 961.6313 | 961.6313
TS-RKF-P6627N | J | P6627N | TECNOSTEEL - Armadio Progress a pavimento - 27U 600x600 - Nero | 1 | 973.6845 | 973.6845
TS-RKF-P6633N | ) | P6633N | TECNOSTEEL - Armadio Progress a pavimento - 33U 600x600 - Nero | 1 | 1057.2863 | 1057.2863
TS-RKF-P6638N | ) | P6638N | TECNOSTEEL - Armadio Progress a pavimento - 38U 600x600 - Nero | 1 | 1131.2775 | 1131.2775
TS-RKF-P6642N | J | P6642N | TECNOSTEEL - Armadio Progress a pavimento - 42U 600x600 - Nero | 1 | 1142.005 | 1142.005
TS-RKF-P6647N | ) | P6647N | TECNOSTEEL - Armadio Progress a pavimento - 47U 600x600 - Nero | 1 | 1283.5835 | 1283.5835
TS-RKF-P6820N | ) | P6820N | TECNOSTEEL - Armadio Progress a pavimento - 20U 600x800 - Nero doppi montanti | 1 | 992.066 | 992.066
TS-RKF-P6827N | ) | P6827N | TECNOSTEEL - Armadio Progress a pavimento - 27U 600x800 - Nero doppi montanti | 1 | 1071.3432 | 1071.3432
TS-RKF-P6833N | ) | P6833N | TECNOSTEEL - Armadio Progress a pavimento - 33U 600x800 - Nero doppi montanti | 1 | 1135.6438 | 1135.6438
TS-RKF-P6838N | ) | P6838N | TECNOSTEEL - Armadio Progress a pavimento - 38U 600x800 - Nero doppi montanti | 1 | 1213.9541 | 1213.9541
TS-RKF-P6842N | ) | P6842N | TECNOSTEEL - Armadio Progress a pavimento - 42U 600x800 - Nero doppi montanti | 1 | 1264.3327 | 1264.3327
TS-RKF-P6847N | ) | P6847N | TECNOSTEEL - Armadio Progress a pavimento - 47U 600x800 - Nero doppi montanti | 1 | 1392.3757 | 1392.3757
TS-RKF-P8627N | ) | P8627N | TECNOSTEEL - Armadio Progress a pavimento - 27U 800x600 - Nero | 1 | 1116.5563 | 1116.5563
TS-RKF-P8633N | ) | P8633N | TECNOSTEEL - Armadio Progress a pavimento - 33U 800x600 - Nero | 1 | 1183.4908 | 1183.4908
TS-RKF-P8638N | ) | P8638N | TECNOSTEEL - Armadio Progress a pavimento - 38U 800x600 - Nero | 1 | 1270.5763 | 1270.5763
TS-RKF-P8642N | J | P8642N | TECNOSTEEL - Armadio Progress a pavimento - 42U 800x600 - Nero | 1 | 1346.5593 | 1346.5593
TS-RKF-P8647N | ) | P8647N | TECNOSTEEL - Armadio Progress a pavimento - 47U 800x600 - Nero | 1 | 1488.1027 | 1488.1027
TS-RKF-P8827N | ) | P8827N | TECNOSTEEL - Armadio Progress a pavimento - 27U 800x800 - Nero doppi montanti | 1 | 1182.2201 | 1182.2201
TS-RKF-P8833N | ) | P8833N | TECNOSTEEL - Armadio Progress a pavimento - 33U 800x800 - Nero doppi montanti | 1 | 1253.1462 | 1253.1462
TS-RKF-P8838N | ) | P8838N | TECNOSTEEL - Armadio Progress a pavimento - 38U 800x800 - Nero doppi montanti | 1 | 1348.816 | 1348.816
TS-RKF-P8842N | J | P8842N | TECNOSTEEL - Armadio Progress a pavimento - 42U 800x800 - Nero doppi montanti | 1 | 1412.3161 | 1412.3161
TS-RKF-P8847N | ) | P8847N | TECNOSTEEL - Armadio Progress a pavimento - 47U 800x800 - Nero doppi montanti | 1 | 1601.2108 | 1601.2108
Armadi PROGRESS SUPER SERVER
TS-RKF-P6127 | ) | P6127 | TECNOSTEEL - Armadio Progress Server porta vetro - 27U 600x1000 - Grigio RAL 7035 | 1 | 1601.2108 | 1601.2108
TS-RKF-P6142 | ) | P6142 | TECNOSTEEL - Armadio Progress Server porta vetro - 42U 600x1000 - Grigio RAL 7035 | 1 | 1672.0472 | 1672.0472
TS-RKF-P6147 | ) | P6147 | TECNOSTEEL - Armadio Progress Server porta vetro - 47U 600x1000 - Grigio RAL 7035 | 1 | 1781.705 | 1781.705
TS-RKF-P8127 | ) | P8127 | TECNOSTEEL - Armadio Progress Server porta vetro - 27U 800x1000 - Grigio RAL 7035 | 1 | 1725.67 | 1725.67
TS-RKF-P8142 | J | P8142 | TECNOSTEEL - Armadio Progress Server porta vetro - 42U 800x1000 - Grigio RAL 7035 | 1 | 1757.1656 | 1757.1656
TS-RKF-P8147 | ) | P8147 | TECNOSTEEL - Armadio Progress Server porta vetro - 47U 800x1000 - Grigio RAL 7035 | 1 | 1984.0911 | 1984.0911
Armadi PROGRESS SUPER SERVER Nero
TS-RKF-P6127N | ) | P6127N | TECNOSTEEL - Armadio Progress Server porta vetro - 27U 600x1000 - Nero RAL 9005 | 1 | 1601.2108 | 1601.2108
TS-RKF-P6142N | ) | P6142N | TECNOSTEEL - Armadio Progress Server porta vetro - 42U 600x1000 - Nero RAL 9005 | 1 | 1672.0472 | 1672.0472
TS-RKF-P6147N | ) | P6147N | TECNOSTEEL - Armadio Progress Server porta vetro - 47U 600x1000 - Nero RAL 9005 | 1 | 1781.705 | 1781.705
TS-RKF-P8127N | ) | P8127N | TECNOSTEEL - Armadio Progress Server porta vetro - 27U 800x1000 - Nero RAL 9005 | 1 | 1725.67 | 1725.67
TS-RKF-P8142N | J | P8142N | TECNOSTEEL - Armadio Progress Server porta vetro - 42U 800x1000 - Nero RAL 9005 | 1 | 1757.1656 | 1757.1656
TS-RKF-P8147N | ) | P8147N | TECNOSTEEL - Armadio Progress Server porta vetro - 47U 800x1000 - Nero RAL 9005 | 1 | 1984.0911 | 1984.0911
Armadi PROGRESS SUPERSERVER con PORTE GRIGLIATE
TS-RKF-P6142AP75 | ) | P6142AP75 | TECNOSTEEL - Armadio Progress Server con porta anteriore e posteriore 1b. grigliate 75% - 42U 600x1000 - Grigio RAL 7035 | 1 | 1995.505 | 1995.505
TS-RKF-P6142A2P75 | ) | P6142A2P75 | TECNOSTEEL - Armadio Progress Server con porta anteriore 1b. posteriore 2b. grigliate 75% - 42U 600x1000 - Grigio RAL 7035 | 1 | 2034.2219 | 2034.2219
TS-RKF-P6147AP75 | ) | P6147AP75 | TECNOSTEEL - Armadio Progress Server con porta anteriore e posteriore 1b. grigliate 75% - 47U 600x1000 - Grigio RAL 7035 | 1 | 2131.6441 | 2131.6441
TS-RKF-P6147A2P75 | ) | P6147A2P75 | TECNOSTEEL - Armadio Progress Server con porta anteriore 1b. posteriore 2b. grigliate 75% - 47U 600x1000 - Grigio RAL 7035 | 1 | 2175.7626 | 2175.7626
TS-RKF-P8142AP75 | ) | P8142AP75 | TECNOSTEEL - Armadio Progress Server con porta anteriore e posteriore 1b. grigliate 75% - 42U 800x1000 - Grigio RAL 7035 | 1 | 2174.8031 | 2174.8031
TS-RKF-P8142A2P75 | ) | P8142A2P75 | TECNOSTEEL - Armadio Progress Server con porta anteriore 1b. posteriore 2b. grigliate 75% - 42U 800x1000 - Grigio RAL 7035 | 1 | 2224.2576 | 2224.2576
TS-RKF-P8147AP75 | ) | P8147AP75 | TECNOSTEEL - Armadio Progress Server con porta anteriore e posteriore 1b. grigliate 75% - 47U 800x1000 - Grigio RAL 7035 | 1 | 2260.7759 | 2260.7759
TS-RKF-P8147A2P75 | ) | P8147A2P75 | TECNOSTEEL - Armadio Progress Server con porta anteriore 1b. posteriore 2b. grigliate 75% - 47U 800x1000 - Grigio RAL 7035 | 1 | 2312.6211 | 2312.6211
Armadi PROGRESS SUPERSERVER con PORTE GRIGLIATE Nero
TS-RKF-P6142NAP75 | ) | P6142NAP75 | TECNOSTEEL - Armadio Progress Server con porta anteriore e posteriore 1b. grigliate 75% - 42U 600x1000 - Nero | 1 | 1995.505 | 1995.505
TS-RKF-P6142NA2P75 | ) | P6142NA2P75 | TECNOSTEEL - Armadio Progress Server con porta anteriore 1b. posteriore 2b. grigliate 75% - 42U 600x1000 - Nero | 1 | 2034.2219 | 2034.2219
TS-RKF-P6147NAP75 | ) | P6147NAP75 | TECNOSTEEL - Armadio Progress Server con porta anteriore e posteriore 1b. grigliate 75% - 47U 600x1000 - Nero | 1 | 2131.6441 | 2131.6441
TS-RKF-P6147NA2P75 | ) | P6147NA2P75 | TECNOSTEEL - Armadio Progress Server con porta anteriore 1b. posteriore 2b. grigliate 75% - 47U 600x1000 - Nero | 1 | 2175.7626 | 2175.7626
TS-RKF-P8142NAP75 | ) | P8142NAP75 | TECNOSTEEL - Armadio Progress Server con porta anteriore e posteriore 1b. grigliate 75% - 42U 800x1000 - Nero | 1 | 2174.8031 | 2174.8031
TS-RKF-P8142NA2P75 | ) | P8142NA2P75 | TECNOSTEEL - Armadio Progress Server con porta anteriore 1b. posteriore 2b. grigliate 75% - 42U 800x1000 - Nero | 1 | 2224.2576 | 2224.2576
TS-RKF-P8147NAP75 | ) | P8147NAP75 | TECNOSTEEL - Armadio Progress Server con porta anteriore e posteriore 1b. grigliate 75% - 47U 800x1000 - Nero | 1 | 2260.7759 | 2260.7759
TS-RKF-P8147NA2P75 | ) | P8147NA2P75 | TECNOSTEEL - Armadio Progress Server con porta anteriore 1b. posteriore 2b. grigliate 75% - 47U 800x1000 - Nero | 1 | 2312.6211 | 2312.6211
Armadi a pavimento Tecnosteel ad alto grado di protezione IP55
TS-RKF-F8710IPV | ) | F8710IPV | TECNOSTEEL - Armadio IP55 600x1200x600 24U porta vetro anteriore, retro posteriore Grigio RAL 7035 | 1 | 1302.3342 | 1302.3342
TS-RKF-F8710IPM | ) | F8710IPM | TECNOSTEEL - Armadio IP55 600x1200x600 24U porta cieca anteriore, retro posteriore Grigio RAL 7035 | 1 | 1106.7727 | 1106.7727
TS-RKF-F8710IP2M | ) | F8710IP2M | TECNOSTEEL - Armadio IP55 600x1200x600 24U doppia porta cieca anteriore e posteriore Grigio RAL 7035 | 1 | 1204.2129 | 1204.2129
TS-RKF-F8710IPVM | ) | F8710IPVM | TECNOSTEEL - Armadio IP55 600x1200x600 24U porta vetro anteriore, porta cieca posteriore Grigio RAL 7035 | 1 | 1456.2185 | 1456.2185
TS-RKF-F8711IPV | ) | F8711IPV | TECNOSTEEL - Armadio IP55 600x1200x800 24U porta vetro anteriore, retro posteriore Grigio RAL 7035 | 1 | 1357.0903 | 1357.0903
TS-RKF-F8711IPM | ) | F8711IPM | TECNOSTEEL - Armadio IP55 600x1200x800 24U porta cieca anteriore, retro posteriore Grigio RAL 7035 | 1 | 1148.1029 | 1148.1029
TS-RKF-F8711IP2M | ) | F8711IP2M | TECNOSTEEL - Armadio IP55 600x1200x800 24U doppia porta cieca anteriore e posteriore Grigio RAL 7035 | 1 | 1258.9815 | 1258.9815
TS-RKF-F8711IPVM | ) | F8711IPVM | TECNOSTEEL - Armadio IP55 600x1200x800 24U porta vetro anteriore, porta cieca posteriore Grigio RAL 7035 | 1 | 1505.9493 | 1505.9493
TS-RKF-F8712IPV | ) | F8712IPV | TECNOSTEEL - Armadio IP55 con porta anteriore in vetro, pannelli laterali e posteriore ciechi - 24U 800x800 | 1 | 1509.9677 | 1509.9677
TS-RKF-F8712IPM | ) | F8712IPM | TECNOSTEEL - Armadio IP55 800x1200x800 24U porta cieca anteriore, retro posteriore Grigio RAL 7035 | 1 | 1258.2961 | 1258.2961
TS-RKF-F8712IP2M | ) | F8712IP2M | TECNOSTEEL - Armadio IP55 800x1200x800 24U doppia porta cieca Grigio RAL 7035 | 1 | 1399.089 | 1399.089
TS-RKF-F8712IPVM | ) | F8712IPVM | TECNOSTEEL - Armadio IP55 800x1200x800 24U porta vetro anteriore, porta cieca posteriore Grigio RAL 7035 | 1 | 1642.3425 | 1642.3425
TS-RKF-F8713IPV | ) | F8713IPV | TECNOSTEEL - Armadio IP55 con porta anteriore in vetro, pannelli laterali e posteriore ciechi - 42U 600x600 | 1 | 1600.7083 | 1600.7083
TS-RKF-F8713IPM | ) | F8713IPM | TECNOSTEEL - Armadio IP55 600x2000x600 42U porta cieca anteriore, retro posteriore Grigio RAL 7035 | 1 | 1465.2701 | 1465.2701
TS-RKF-F8713IP2M | ) | F8713IP2M | TECNOSTEEL - Armadio IP55 600x2000x600 42U doppia porta cieca anteriore e posteriore Grigio RAL 7035 | 1 | 1455.5325 | 1455.5325
TS-RKF-F8713IPVM | ) | F8713IPVM | TECNOSTEEL - Armadio IP55 600x2000x600 42U porta vetro anteriore e cieca posteriore Grigio RAL 7035 | 1 | 1737.1009 | 1737.1009
TS-RKF-F8714IPV | ) | F8714IPV | TECNOSTEEL - Armadio IP55 600x2000x800 42U porta vetro anteriore, retro posteriore Grigio RAL 7035 | 1 | 1668.2211 | 1668.2211
TS-RKF-F8714IPM | ) | F8714IPM | TECNOSTEEL - Armadio IP55 600x2000x800 42U porta cieca anteriore, retro posteriore Grigio RAL 7035 | 1 | 1382.6174 | 1382.6174
TS-RKF-F8714IP2M | ) | F8714IP2M | TECNOSTEEL - Armadio IP55 600x2000x800 42U doppia porta cieca anteriore e posteriore Grigio RAL 7035 | 1 | 1519.0406 | 1519.0406
TS-RKF-F8714IPVM | ) | F8714IPVM | TECNOSTEEL - Armadio IP55 600x2000x800 42U porta vetro anteriore e cieca posteriore Grigio RAL 7035 | 1 | 1804.6573 | 1804.6573
TS-RKF-F8715IPV | ) | F8715IPV | TECNOSTEEL - Armadio IP55 800x2000x600 42U porta vetro anteriore, retro posteriore Grigio RAL 7035 | 1 | 1757.9417 | 1757.9417
TS-RKF-F8715IPM | ) | F8715IPM | TECNOSTEEL - Armadio IP55 800x2000x600 42U porta cieca anteriore, retro posteriore Grigio RAL 7035 | 1 | 1442.4418 | 1442.4418
TS-RKF-F8715IP2M | ) | F8715IP2M | TECNOSTEEL - Armadio IP55 800x2000x600 42U doppia porta cieca anteriore e posteriore Grigio RAL 7035 | 1 | 1591.6216 | 1591.6216
TS-RKF-F8715IPVM | ) | F8715IPVM | TECNOSTEEL - Armadio IP55 800x2000x600 42U porta vetro anteriore e cieca posteriore Grigio RAL 7035 | 1 | 1907.1353 | 1907.1353
TS-RKF-F8716IPV | ) | F8716IPV | TECNOSTEEL - Armadio IP55 800x2000x800 42U porta vetro anteriore, retro posteriore Grigio RAL 7035 | 1 | 1838.238 | 1838.238
TS-RKF-F8716IPM | ) | F8716IPM | TECNOSTEEL - Armadio IP55 800x2000x800 42U porta cieca anteriore, retro posteriore Grigio RAL 7035 | 1 | 1522.7244 | 1522.7244
TS-RKF-F8716IP2M | ) | F8716IP2M | TECNOSTEEL - Armadio IP55 800x2000x800 42U doppia porta cieca anteriore e posteriore Grigio RAL 7035 | 1 | 1680.6569 | 1680.6569
TS-RKF-F8716IPVM | ) | F8716IPVM | TECNOSTEEL - Armadio IP55 800x2000x800 42U porta vetro anteriore e cieca posteriore Grigio RAL 7035 | 1 | 1996.1705 | 1996.1705
TS-RKF-F8717IPV | ) | F8717IPV | TECNOSTEEL - Armadio IP55 con porta anteriore in vetro, pannelli laterali e posteriore ciechi - 800x1000x2000h - 42U | 1 | 2347.9598 | 2347.9598
TS-RKF-F8717IPM | ) | F8717IPM | TECNOSTEEL - Armadio IP55 con porta anteriore cieca, pannelli laterali e posteriore ciechi - 800x1000x2000h - 42U | 1 | 2079.4826 | 2079.4826
TS-RKF-F8717IP2M | ) | F8717IP2M | TECNOSTEEL - Armadio IP55 con porta anteriore e posteriore cieche, pannelli laterali ciechi - 800x1000x2000h - 42U | 1 | 2146.705 | 2146.705
TS-RKF-F8717IPVM | ) | F8717IPVM | TECNOSTEEL - Armadio IP55 con porta anteriore in vetro, porta posteriore cieca e pannelli laterali ciechi - 800x1000x2000h - 42U | 1 | 2499.8345 | 2499.8345
TS-RKF-F8718IPV | ) | F8718IPV | TECNOSTEEL - Armadio IP55 con porta anteriore in vetro, pannelli laterali e posteriore ciechi - 600x1000x2000h - 42U | 1 | 2157.5604 | 2157.5604
TS-RKF-F8718IPM | ) | F8718IPM | TECNOSTEEL - Armadio IP55 con porta anteriore cieca, pannelli laterali e posteriore ciechi - 600x1000x2000h - 42U | 1 | 1798.6002 | 1798.6002
TS-RKF-F8718IP2M | ) | F8718IP2M | TECNOSTEEL - Armadio IP55 con porta anteriore e posteriore cieche, pannelli laterali ciechi - 600x1000x2000h - 42U | 1 | 1985.0887 | 1985.0887
TS-RKF-F8718IPVM | ) | F8718IPVM | TECNOSTEEL - Armadio IP55 con porta anteriore in vetro, porta posteriore cieca e pannelli laterali ciechi - 600x1000x2000h - 42U | 1 | 2312.3391 | 2312.3391
Armadi a parete Tecnosteel ad alto grado di protezione
TS-RKW-F1407 | ) | F1407 | TECNOSTEEL - Armadio IP65 a parete con porta in vetro - 7U 600x400 | 1 | 520.7731 | 520.7731
TS-RKW-F1407M | ) | F1407M | TECNOSTEEL - Armadio IP65 a parete con porta cieca - 7U 600x400 | 1 | 415.9522 | 415.9522
TS-RKW-F1407MEST | ) | F1407MEST | TECNOSTEEL - Armadio IP65 a parete da esterno con tettuccio parapioggia - 7U 600x400 | 1 | 592.3478 | 592.3478
TS-RKW-F1410 | ) | F1410 | TECNOSTEEL - Armadio IP65 600x500x400 10U porta vetro e 19" Grigio RAL 7035 | 1 | 529.1911 | 529.1911
TS-RKW-F1410M | ) | F1410M | TECNOSTEEL - Armadio IP65 600x500x400 10U porta cieca e 19" Grigio RAL 7035 | 1 | 436.7756 | 436.7756
TS-RKW-F1410MEST | ) | F1410MEST | TECNOSTEEL - Armadio IP65 a parete da esterno con tettuccio parapioggia - 10U 600x400 | 1 | 615.8661 | 615.8661
TS-RKW-F1507 | ) | F1507 | TECNOSTEEL - Armadio IP65 a parete con porta in vetro - 7U 600x500 | 1 | 537.5787 | 537.5787
TS-RKW-F1507M | ) | F1507M | TECNOSTEEL - Armadio IP65 a parete con porta cieca - 7U 600x500 | 1 | 432.7578 | 432.7578
TS-RKW-F1507MEST | ) | F1507MEST | TECNOSTEEL - Armadio IP65 a parete da esterno con tettuccio parapioggia - 7U 600x500 | 1 | 619.5804 | 619.5804
TS-RKW-F1510 | ) | F1510 | TECNOSTEEL - Armadio IP65 600x500x500 10U porta vetro e 19" Grigio RAL 7035 | 1 | 567.1547 | 567.1547
TS-RKW-F1510M | ) | F1510M | TECNOSTEEL - Armadio IP65 600x500x500 10U porta cieca e 19" Grigio RAL 7035 | 1 | 453.5812 | 453.5812
TS-RKW-F1510MEST | ) | F1510MEST | TECNOSTEEL - Armadio IP65 a parete da esterno con tettuccio parapioggia - 10U 600x500 | 1 | 643.7535 | 643.7535
TS-RKW-F1413 | ) | F1413 | TECNOSTEEL - Armadio IP65 600X600X400 13U porta vetro e 19" Grigio RAL 7035 | 1 | 571.1899 | 571.1899
TS-RKW-F1413M | ) | F1413M | TECNOSTEEL - Armadio IP65 600X600X400 13U porta cieca e 19" Grigio RAL 7035 | 1 | 457.951 | 457.951
TS-RKW-F1413MEST | ) | F1413MEST | TECNOSTEEL - Armadio IP65 a parete da esterno con tettuccio parapioggia - 13U 600x400 | 1 | 640.3906 | 640.3906
TS-RKW-F1513 | ) | F1513 | TECNOSTEEL - Armadio IP65 600x600x500 13U porta vetro e 19" Grigio RAL 7035 | 1 | 583.9603 | 583.9603
TS-RKW-F1513M | ) | F1513M | TECNOSTEEL - Armadio IP65 600x600x500 13U porta cieca e 19" Grigio RAL 7035 | 1 | 470.3868 | 470.3868
TS-RKW-F1513MEST | ) | F1513MEST | TECNOSTEEL - Armadio IP65 a parete da esterno con tettuccio parapioggia - 13U 600x500 | 1 | 663.588 | 663.588
TS-RKW-F1813 | ) | F1813 | TECNOSTEEL - Armadio IP65 600x600x600 13U porta vetro e 19" Grigio RAL 7035 | 1 | 666.9378 | 666.9378
TS-RKW-F1813M | ) | F1813M | TECNOSTEEL - Armadio IP65 600x600x600 13U porta cieca e 19" Grigio RAL 7035 | 1 | 557.7471 | 557.7471
TS-RKW-F1813MEST | ) | F1813MEST | TECNOSTEEL - Armadio IP65 a parete da esterno con tettuccio parapioggia - 13U 600x600 | 1 | 778.8233 | 778.8233
TS-RKW-F1417 | ) | F1417 | TECNOSTEEL - Armadio IP65 600X800X400 17U porta vetro e 19" Grigio RAL 7035 | 1 | 663.588 | 663.588
TS-RKW-F1417M | ) | F1417M | TECNOSTEEL - Armadio IP65 600X800X400 17U porta cieca e 19" Grigio RAL 7035 | 1 | 558.5998 | 558.5998
TS-RKW-F1417MEST | ) | F1417MEST | TECNOSTEEL - Armadio IP65 a parete da esterno con tettuccio parapioggia - 17U 600x400 | 1 | 755.9887 | 755.9887
TS-RKW-F1517 | ) | F1517 | TECNOSTEEL - Armadio IP65 600x800x500 17U porta vetro e 19" Grigio RAL 7035 | 1 | 667.7905 | 667.7905
TS-RKW-F1517M | ) | F1517M | TECNOSTEEL - Armadio IP65 600x800x500 17U porta cieca e 19" Grigio RAL 7035 | 1 | 550.1818 | 550.1818
TS-RKW-F1517MEST | ) | F1517MEST | TECNOSTEEL - Armadio IP65 a parete da esterno con tettuccio parapioggia - 17U 600x500 | 1 | 755.9887 | 755.9887
TS-RKW-F1817 | ) | F1817 | TECNOSTEEL - Armadio IP65 600x800x600 17U porta vetro e 19" Grigio RAL 7035 | 1 | 748.6055 | 748.6055
TS-RKW-F1817M | ) | F1817M | TECNOSTEEL - Armadio IP65 600x800x600 17U porta cieca e 19" Grigio RAL 7035 | 1 | 639.7357 | 639.7357
TS-RKW-F1817MEST | ) | F1817MEST | TECNOSTEEL - Armadio IP65 a parete da esterno con tettuccio parapioggia - 17U 600x600 | 1 | 870.8868 | 870.8868
TS-RKW-F1820 | ) | F1820 | TECNOSTEEL - Armadio IP65 a parete con porta in vetro - 20U 600x600 | 1 | 1038.8818 | 1038.8818
TS-RKW-F1820M | ) | F1820M | TECNOSTEEL - Armadio IP65 a parete con porta cieca - 20U 600x600 | 1 | 875.5906 | 875.5906
TS-RKW-F1820MEST | ) | F1820MEST | TECNOSTEEL - Armadio IP65 a parete da esterno con tettuccio parapioggia - 20U 600x600 | 1 | 1147.0966 | 1147.0966
Armadi co-location
Rack 21" etsi per Telecomunicazioni
TS-RKF-D6624-21 | ) | D6624-21 | TECNOSTEEL - Rack 21'' 42su etsi porta ant vetro,porta post cieca,pann lat ciechi,doppia coppia montanti,su piedini 24u 600x600 | 1 | 944.0109 | 944.0109
TS-RKF-D6324-21 | ) | D6324-21 | TECNOSTEEL - Rack 21'' 42su etsi porta ant vetro,porta post cieca,pann lat ciechi,doppia coppia montanti,su piedini 24u 600x300 | 1 | 888.4422 | 888.4422
TS-RKF-D6647-21 | ) | D6647-21 | TECNOSTEEL - Rack 21'' 83su etsi porta ant vetro,porta post cieca,pann lat ciechi,doppia coppia montanti,su piedini 47u 600x600 | 1 | 1183.3543 | 1183.3543
TS-RKF-D6347-21 | ) | D6347-21 | TECNOSTEEL - Rack 21'' 83su etsi porta ant vetro,porta post cieca,pann lat ciechi,doppia coppia montanti,su piedini 47u 600x300 | 1 | 1113.3996 | 1113.3996

## TS BLADE SHELTER
Listino Giugno22 |  |  | WWW.COMPASSTECH.IT
Indice
Tecnosteel
Cod. Compass |  | Cod. Vendor | Descrizione | MOQ | End-User | Netto
Armadi T7 BLADESHELTER
Rack con porta anteriore 1 battente e posteriore 2 battenti - grigliate - Serie "PLUS"
Armadi T7 Plus - Solo per sistemi non refrigerati
Rack con porta anteriore 1 battente e posteriore 2 battenti - grigliate - Serie "PLUS"
TS-RK7-TX6142N1G2G | ) | TX6142N1G2G | TECNOSTEEL - Rack porta ant 1 batt e porta post doppio batt gr82% senza pann lat nero c/ruote e piedini di livell 42U 600x1030 | 1 | 2288.1453 | 2288.1453
TS-RK7-TX8142N1G2G | ) | TX8142N1G2G | TECNOSTEEL - Rack porta ant 1 batt e porta post doppio batt - gr82% - senza pann lat nero - c/ruote e piedini di livell - 42U 800x1030 | 1 | 2675.3563 | 2675.3563
TS-RK7-TX6148N1G2G | ) | TX6148N1G2G | TECNOSTEEL - Rack porta ant 1 batt e porta post doppio batt - gr82% - senza pann lat nero - c/ruote e piedini di livell - 48U 600x1030 | 1 | 2481.774 | 2481.774
TS-RK7-TX8148N1G2G | ) | TX8148N1G2G | TECNOSTEEL - Rack porta ant 1 batt e porta post doppio batt - gr82% - senza pann lat nero - c/ruote e piedini di livell - 48U 800x1030 | 1 | 2826.7649 | 2826.7649
TS-RK7-TX6242N1G2G | ) | TX6242N1G2G | TECNOSTEEL - Rack porta ant 1 batt e porta post doppio batt - gr82% - senza pann lat nero - c/ruote e piedini di livell - 42U 600x1200 | 1 | 2735.2074 | 2735.2074
TS-RK7-TX8242N1G2G | ) | TX8242N1G2G | TECNOSTEEL - Rack porta ant 1 batt e porta post doppio batt - gr82% - senza pann lat nero - c/ruote e piedini di livell - 42U 800x1200 | 1 | 3203.3794 | 3203.3794
TS-RK7-TX6248N1G2G | ) | TX6248N1G2G | TECNOSTEEL - Rack porta ant 1 batt e porta post doppio batt - gr82% - senza pann lat nero - c/ruote e piedini di livell - 48U 600x1200 | 1 | 2992.199 | 2992.199
TS-RK7-TX8248N1G2G | ) | TX8248N1G2G | TECNOSTEEL - Rack porta ant 1 batt e porta post doppio batt - gr82% - senza pann lat nero - c/ruote e piedini di livell - 48U 800x1200 | 1 | 3407.5724 | 3407.5724
TS-RK7-TX8842N1G2G | ) | TX8842N1G2G | TECNOSTEEL - Rack porta ant 1 batt e porta post doppio batt - gr82% - senza pann lat nero - c/ruote e piedini di livell - 42U 800x800 | 1 | 2286.7969 | 2286.7969
TS-RK7-TX8848N1G2G | ) | TX8848N1G2G | TECNOSTEEL - Rack porta ant 1 batt e porta post doppio batt - gr82% - senza pann lat nero - c/ruote e piedini di livell - 48U 800x800 | 1 | 2428.9432 | 2428.9432
Rack con porta anteriore 1 battente in vetro e posteriore 2 battenti cieca - Serie "PLUS"
TS-RK7-TX6142N1V2M | ) | TX6142N1V2M | TECNOSTEEL - Rack porta ant 1 batt vetro e porta post dbatt cieca no pann lat nero - c/ruote e piedini di livell - 42U 600x1030 | 1 | 2400.7808 | 2400.7808
TS-RK7-TX8142N1V2M | ) | TX8142N1V2M | TECNOSTEEL - Rack porta ant 1 batt vetro e porta post dbatt cieca no pann lat nero - c/ruote e piedini di livell - 42U 800x1030 | 1 | 2745.7464 | 2745.7464
TS-RK7-TX6148N1V2M | ) | TX6148N1V2M | TECNOSTEEL - Rack porta ant 1 batt vetro e porta post dbatt cieca no pann lat nero - c/ruote e piedini di livell - 48U 600x1030 | 1 | 2552.1818 | 2552.1818
TS-RK7-TX8142N1V2M | ) | TX8142N1V2M | TECNOSTEEL - Rack porta ant 1 batt vetro e porta post dbatt cieca no pann lat nero - c/ruote e piedini di livell - 42U 800x1030 | 1 | 2745.7464 | 2745.7464
TS-RK7-TX6242N1V2M | ) | TX6242N1V2M | TECNOSTEEL - Rack porta ant 1 batt vetro e porta post dbatt cieca no pann lat nero - c/ruote e piedini di livell - 42U 600x1200 | 1 | 2868.9849 | 2868.9849
TS-RK7-TX8242N1V2M | ) | TX8242N1V2M | TECNOSTEEL - Rack porta ant 1 batt vetro e porta post dbatt cieca no pann lat nero - c/ruote e piedini di livell - 42U 800x1200 | 1 | 3291.3787 | 3291.3787
TS-RK7-TX6248N1V2M | ) | TX6248N1V2M | TECNOSTEEL - Rack porta ant 1 batt vetro e porta post dbatt cieca no pann lat nero - c/ruote e piedini di livell - 48U 600x1200 | 1 | 3080.2303 | 3080.2303
TS-RK7-TX8242N1V2M | ) | TX8242N1V2M | TECNOSTEEL - Rack porta ant 1 batt vetro e porta post dbatt cieca no pann lat nero - c/ruote e piedini di livell - 42U 800x1200 | 1 | 3291.3787 | 3291.3787
TS-RK7-TX8842N1V2M | ) | TX8842N1V2M | TECNOSTEEL - Rack porta ant 1 batt in vetro e porta post dbatt cieca no pann lat nero - c/ruote e piedini di livel - 42U 800x800 | 1 | 2207.1985 | 2207.1985
TS-RK7-TX8848N1V2M | ) | TX8848N1V2M | TECNOSTEEL - Rack porta ant 1 batt in vetro e porta post dbatt cieca no pann lat nero - c/ruote e piedini di livel - 48U 800x800 | 1 | 2428.9432 | 2428.9432
Rack con porta anteriore 1 battente in vetro e posteriore 2 battenti cieca - Serie "PLUS"
TS-RK7-TX6242N1V2MCL | ) | TX6242N1V2MCL | TECNOSTEEL - Rack porta ant 1batt vetro e porta post dbatt cieca,no pann lat,nero,c/ruote e piedini vers x TCooling 42U 600x1200 | 1 | 3425.1816 | 3425.1816
TS-RK7-TX8242N1V2MCL | ) | TX8242N1V2MCL | TECNOSTEEL - Rack porta ant 1batt vetro e porta post dbatt cieca,no pann lat,nero,c/ruote e piedini vers x TCooling 42U 800x1200 | 1 | 3661.0058 | 3661.0058
TS-RK7-TX6248N1V2MCL | ) | TX6248N1V2MCL | TECNOSTEEL - Rack porta ant 1batt vetro e porta post dbatt cieca,no pann lat,nero,c/ruote e piedini vers x TCooling 48U 600x1200 | 1 | 3932.0947 | 3932.0947
TS-RK7-TX8248N1V2MCL | ) | TX8248N1V2MCL | TECNOSTEEL - Rack porta ant 1batt vetro e porta post dbatt cieca,no pann lat,nero,c/ruote e piedini vers x TCooling 48U 800x1200 | 1 | 4125.7091 | 4125.7091
Pannelli di Chiusura
TS-RK7-TX2142N | ) | TX2142N | TECNOSTEEL - Coppia pannelli laterali doppi T7X Nero mm 1030 Unità 42 | 1 | 333.4858 | 333.4858
TS-RK7-TX2148N | ) | TX2148N | TECNOSTEEL - Coppia pannelli laterali doppi T7X Nero mm 1030 Unità 48 | 1 | 400.1623 | 400.1623
TS-RK7-TX2242N | ) | TX2242N | TECNOSTEEL - Coppia pannelli laterali doppi T7X Nero mm 1200 Unità 42 | 1 | 400.1623 | 400.1623
TS-RK7-TX2248N | ) | TX2248N | TECNOSTEEL - Coppia pannelli laterali doppi T7X Nero mm 1200 Unità 48 | 1 | 466.8566 | 466.8566
TS-RK7-TX2842N | ) | TX2842N | TECNOSTEEL - Coppia pannelli laterali doppi T7X Nero mm 800 Unità 42 | 1 | 308.4749 | 308.4749
TS-RK7-TX2848N | ) | TX2848N | TECNOSTEEL - Coppia pannelli laterali doppi T7X Nero mm 800 Unità 48 | 1 | 360.1379 | 360.1379
TS-RK7-TX2142N1 | ) | TX2142N1 | TECNOSTEEL - Pannello laterale intero T7X Nero mm 1030 Unità 42 | 1 | 166.7429 | 166.7429
TS-RK7-TX2148N1 | ) | TX2148N1 | TECNOSTEEL - Pannello laterale intero T7X Nero mm 1030 Unità 48 | 1 | 200.0972 | 200.0972
TS-RK7-TX2242N1 | ) | TX2242N1 | TECNOSTEEL - Pannello laterale intero T7X Nero mm 1200 Unità 42 | 1 | 203.4218 | 203.4218
TS-RK7-TX2248N1 | ) | TX2248N1 | TECNOSTEEL - Pannello laterale intero T7X Nero mm 1200 Unità 48 | 1 | 233.4052 | 233.4052
TS-RK7-T2142NGU | ) | T2142NGU | TECNOSTEEL - Pannello intermedio per armadi in batteria Nero mm 1030 Unità 42 | 1 | 185.2608 | 185.2608
TS-RK7-T2148NGU | ) | T2148NGU | TECNOSTEEL - Pannello intermedio per armadi in batteria Nero mm 1030 Unità 48 | 1 | 222.3286 | 222.3286
TS-RK7-T2242NGU | ) | T2242NGU | TECNOSTEEL - Pannello intermedio per armadi in batteria Nero mm 1200 Unità 42 | 1 | 226.0101 | 226.0101
TS-RK7-T2248NGU | ) | T2248NGU | TECNOSTEEL - Pannello intermedio per armadi in batteria Nero mm 1200 Unità 48 | 1 | 259.3644 | 259.3644
Sistemi Chiusi ad Espansione Diretta
TS-RK7-TC3242NCLG4 | ) | TC3242NCLG4 | TECNOSTEEL - Modulo Side Bladecooling3 gas c/motocondensante est 4,7 kW senza pann lat interfaccia Web 42U 300x1200 | 1 | 24328.5521 | 24328.5521
TS-RK7-TC3242NCLG8 | ) | TC3242NCLG8 | TECNOSTEEL - Modulo Side Bladecooling3 - Gas - c/motocondensante esterna 8 kW - senza pann lat - Interfaccia Web - 42U 300x1200 | 1 | 26999.8446 | 26999.8446
TS-RK7-TC3242NCLG12 | ) | TC3242NCLG12 | TECNOSTEEL - Modulo Side Bladecooling3 - Gas - c/motocondensante esterna 12 kW - senza pann lat - Interfaccia Web - 42U 300x1200 | 1 | 30221.3268 | 30221.3268
TS-RK7-TC3242NCLG20 | ) | TC3242NCLG20 | TECNOSTEEL - Modulo Side Bladecooling3 - Gas - c/motocondensante esterna 20 kW - senza pann lat - Interfaccia Web - 42U 300x1200 | 1 | 34950.2697 | 34950.2697
TS-RK7-T2242TNTCCL | ) | T2242TNTCCL | TECNOSTEEL - Pannello intermedio con passaggio flussi aria - 42U 1200 mm. | 1 | 232.893 | 232.893
TS-RK7-TC3248NCLG4 | ) | TC3248NCLG4 | TECNOSTEEL - Modulo Side Bladecooling3 gas c/motocondensante est 4,7 kW senza pann lat interfaccia Web 48U 300x1200 | 1 | 25499.7468 | 25499.7468
TS-RK7-TC3248NCLG8 | ) | TC3248NCLG8 | TECNOSTEEL - Modulo Side Bladecooling3 - Gas - c/motocondensante esterna 8 kW - senza pann lat - Interfaccia Web - 48U 300x1200 | 1 | 28297.5451 | 28297.5451
TS-RK7-TC3248NCLG12 | ) | TC3248NCLG12 | TECNOSTEEL - Modulo Side Bladecooling3 - Gas - c/motocondensante esterna 12 kW - senza pann lat - Interfaccia Web - 48U 300x1200 | 1 | 31320.3687 | 31320.3687
TS-RK7-TC3248NCLG20 | ) | TC3248NCLG20 | TECNOSTEEL - Modulo Side Bladecooling3 - Gas - c/motocondensante esterna 20 kW - senza pann lat - Interfaccia Web - 48U 300x1200 | 1 | 37044.5915 | 37044.5915
TS-RK7-T2248TNTCCL | ) | T2248TNTCCL | TECNOSTEEL - Pannello intermedio con passaggio flussi aria - 48U 1200 mm. | 1 | 303.4704 | 303.4704
Sistemi Aperti ad Espansione Diretta
TS-RK7-TC3142NOLG4 | ) | TC3142NOLG4 | TECNOSTEEL - Modulo Side Bladecooling3 gas c/motocondensante est 4,7 kW senza pann lat, con filtri interfaccia Web 42U 300x1030 | 1 | 23366.0031 | 23366.0031
TS-RK7-TC3142NOLG8 | ) | TC3142NOLG8 | TECNOSTEEL - Modulo Side Bladecooling3 gas c/motocondensante est 8 kW senza pann lat, con filtri interfaccia Web 42U 300x1030 | 1 | 26071.454 | 26071.454
TS-RK7-TC3142NOLG12 | ) | TC3142NOLG12 | TECNOSTEEL - Modulo Side Bladecooling3 gas c/motocondensante est 12 kW senza pann lat, con filtri interfaccia Web 42U 300x1030 | 1 | 29000.9896 | 29000.9896
TS-RK7-TC3142NOLG20 | ) | TC3142NOLG20 | TECNOSTEEL - Modulo Side Bladecooling3 gas c/motocondensante est 20 kW senza pann lat, con filtri interfaccia Web 42U 300x1030 | 1 | 33739.7644 | 33739.7644
TS-RK7-T2142TNTCOL | ) | T2142TNTCOL | TECNOSTEEL - Pannello Laterale p/sitemi BladeCooling Open Loop - 42U 1030 mm. | 1 | 185.2608 | 185.2608
TS-RK7-TC3148NOLG4 | ) | TC3148NOLG4 | TECNOSTEEL - Modulo Side Bladecooling3 gas c/motocondensante est 4,7 kW senza pann lat, con filtri interfaccia Web 48U 300x1030 | 1 | 24767.2454 | 24767.2454
TS-RK7-TC3148NOLG8 | ) | TC3148NOLG8 | TECNOSTEEL - Modulo Side Bladecooling3 gas c/motocondensante est 8 kW senza pann lat, con filtri interfaccia Web 48U 300x1030 | 1 | 27723.4726 | 27723.4726
TS-RK7-TC3148NOLG12 | ) | TC3148NOLG12 | TECNOSTEEL - Modulo Side Bladecooling3 gas c/motocondensante est 12 kW senza pann lat, con filtri interfaccia Web 48U 300x1030 | 1 | 30416.4127 | 30416.4127
TS-RK7-TC3148NOLG20 | ) | TC3148NOLG20 | TECNOSTEEL - Modulo Side Bladecooling3 gas c/motocondensante est 20 kW senza pann lat, con filtri interfaccia Web 48U 300x1030 | 1 | 35763.0108 | 35763.0108
TS-RK7-T2148TNTCOL | ) | T2148TNTCOL | TECNOSTEEL - Pannello Laterale p/sitemi BladeCooling Open Loop - 48U 1030 mm. | 1 | 222.3286 | 222.3286
TS-RK7-TC3242NOLG4 | ) | TC3242NOLG4 | TECNOSTEEL - Modulo Side Bladecooling3 gas c/motocondensante est 4,7 kW senza pann lat, con filtri interfaccia Web 42U 300x1200 | 1 | 24595.8228 | 24595.8228
TS-RK7-TC3242NOLG8 | ) | TC3242NOLG8 | TECNOSTEEL - Modulo Side Bladecooling3 gas c/motocondensante est 8 kW senza pann lat, con filtri interfaccia Web 42U 300x1200 | 1 | 27443.6724 | 27443.6724
TS-RK7-TC3242NOLG12 | ) | TC3242NOLG12 | TECNOSTEEL - Modulo Side Bladecooling3 gas c/motocondensante est 12 kW senza pann lat, con filtri interfaccia Web 42U 300x1200 | 1 | 30527.3893 | 30527.3893
TS-RK7-TC3242NOLG20 | ) | TC3242NOLG20 | TECNOSTEEL - Modulo Side Bladecooling3 gas c/motocondensante est 20 kW senza pann lat, con filtri interfaccia Web 42U 300x1200 | 1 | 35515.5271 | 35515.5271
TS-RK7-T2242TNTCOL | ) | T2242TNTCOL | TECNOSTEEL - Pannello Laterale p/sitemi BladeCooling Open Loop - 42U 1200 mm. | 1 | 206.4358 | 206.4358
TS-RK7-TC3248NOLG4 | ) | TC3248NOLG4 | TECNOSTEEL - Modulo Side Bladecooling3 gas c/motocondensante est 4,7 kW senza pann lat, con filtri interfaccia Web 48U 300x1200 | 1 | 26070.7545 | 26070.7545
TS-RK7-TC3248NOLG8 | ) | TC3248NOLG8 | TECNOSTEEL - Modulo Side Bladecooling3 gas c/motocondensante est 8 kW senza pann lat, con filtri interfaccia Web 48U 300x1200 | 1 | 28781.4404 | 28781.4404
TS-RK7-TC3248NOLG12 | ) | TC3248NOLG12 | TECNOSTEEL - Modulo Side Bladecooling3 gas c/motocondensante est 12 kW senza pann lat, con filtri interfaccia Web 48U 300x1200 | 1 | 32017.273 | 32017.273
TS-RK7-TC3248NOLG20 | ) | TC3248NOLG20 | TECNOSTEEL - Modulo Side Bladecooling3 gas c/motocondensante est 20 kW senza pann lat, con filtri interfaccia Web 48U 300x1200 | 1 | 37645.2577 | 37645.2577
TS-RK7-T2248TNTCOL | ) | T2248TNTCOL | TECNOSTEEL - Pannello Laterale p/sitemi BladeCooling Open Loop - 48U 1200 mm. | 1 | 243.5036 | 243.5036
Sistemi Chiusi ad Acqua
TS-RK7-TC3242NCLW22 | ) | TC3242NCLW22 | TECNOSTEEL - Modulo Side Bladecooling3 - Acqua - fino a 22 kW - senza pann lat - Interfaccia Web - 42U 300x1200 | 1 | 19742.5267 | 19742.5267
TS-RK7-TC3242NCLW30 | ) | TC3242NCLW30 | TECNOSTEEL - Modulo Side Bladecooling3 - Acqua - fino a 30 kW - senza pann lat - Interfaccia Web - 42U 300x1200 | 1 | 20744.4279 | 20744.4279
TS-RK7-TC3242NCLW36 | ) | TC3242NCLW36 | TECNOSTEEL - Modulo Side Bladecooling3 - Acqua - fino a 36 kW - senza pann lat - Interfaccia Web - 42U 300x1200 | 1 | 21892.7834 | 21892.7834
TS-RK7-TC6242NCLW60 | ) | TC6242NCLW60 | TECNOSTEEL - Modulo Side Bladecooling3 - Acqua - fino a 60 kW - senza pann lat - Interfaccia Web - 42U 600x1200 | 1 | 32604.5101 | 32604.5101
TS-RK7-T2242TNTCCL | ) | T2242TNTCCL | TECNOSTEEL - Pannello intermedio con passaggio flussi aria - 42U 1200 mm. | 1 | 232.893 | 232.893
TS-RK7-TC3248NCLW22 | ) | TC3248NCLW22 | TECNOSTEEL - Modulo Side Bladecooling3 - Acqua - fino a 22 kW - senza pann lat - Interfaccia Web - 48U 300x1200 | 1 | 20565.1703 | 20565.1703
TS-RK7-TC3248NCLW30 | ) | TC3248NCLW30 | TECNOSTEEL - Modulo Side Bladecooling3 - Acqua - fino a 30 kW - senza pann lat - Interfaccia Web - 48U 300x1200 | 1 | 21608.6874 | 21608.6874
TS-RK7-TC3248NCLW36 | ) | TC3248NCLW36 | TECNOSTEEL - Modulo Side Bladecooling3 - Acqua - fino a 36 kW - senza pann lat - Interfaccia Web - 48U 300x1200 | 1 | 22805.0618 | 22805.0618
TS-RK7-TC6248NCLW60 | ) | TC6248NCLW60 | TECNOSTEEL - Modulo Side Bladecooling3 - Acqua - fino a 60 kW - senza pann lat - Interfaccia Web - 48U 600x1200 | 1 | 33962.8299 | 33962.8299
TS-RK7-T2248TNTCCL | ) | T2248TNTCCL | TECNOSTEEL - Pannello intermedio con passaggio flussi aria - 48U 1200 mm. | 1 | 303.4704 | 303.4704
Sistemi Aperti ad Acqua
TS-RK7-TC3142NOLW12 | ) | TC3142NOLW12 | TECNOSTEEL - Modulo Side Bladecooling3 - Acqua - fino a 12 kW - senza pann lat - Interfaccia Web - 42U 300x1030 | 1 | 19172.2471 | 19172.2471
TS-RK7-TC3142NOLW22 | ) | TC3142NOLW22 | TECNOSTEEL - Modulo Side Bladecooling3 - Acqua - fino a 22 kW - senza pann lat - Interfaccia Web - 42U 300x1030 | 1 | 20022.7619 | 20022.7619
TS-RK7-TC3142NOLW30 | ) | TC3142NOLW30 | TECNOSTEEL - Modulo Side Bladecooling3 - Acqua - fino a 30 kW - senza pann lat - Interfaccia Web - 42U 300x1030 | 1 | 21100.9036 | 21100.9036
TS-RK7-TC6142NOLW42 | ) | TC6142NOLW42 | TECNOSTEEL - Modulo Side Bladecooling3 - Acqua - fino a 42 kW - senza pann lat - Interfaccia Web - 42U 600x1030 | 1 | 31693.6423 | 31693.6423
TS-RK7-T2142TNTCOL | ) | T2142TNTCOL | TECNOSTEEL - Pannello Laterale p/sitemi BladeCooling Open Loop - 42U 1030 mm. | 1 | 185.2608 | 185.2608
TS-RK7-TC3148NOLW12 | ) | TC3148NOLW12 | TECNOSTEEL - Modulo Side Bladecooling3 - Acqua - fino a 12 kW - senza pann lat - Interfaccia Web - 48U 300x1030 | 1 | 19730.5376 | 19730.5376
TS-RK7-TC3148NOLW22 | ) | TC3148NOLW22 | TECNOSTEEL - Modulo Side Bladecooling3 - Acqua - fino a 22 kW - senza pann lat - Interfaccia Web - 48U 300x1030 | 1 | 20714.7666 | 20714.7666
TS-RK7-TC3148NOLW30 | ) | TC3148NOLW30 | TECNOSTEEL - Modulo Side Bladecooling3 - Acqua - fino a 30 kW - senza pann lat - Interfaccia Web - 48U 300x1030 | 1 | 22058.6608 | 22058.6608
TS-RK7-T2148TNTCOL | ) | T2148TNTCOL | TECNOSTEEL - Pannello Laterale p/sitemi BladeCooling Open Loop - 48U 1030 mm. | 1 | 222.3286 | 222.3286
TS-RK7-TC3242NOLW12 | ) | TC3242NOLW12 | TECNOSTEEL - Modulo Side Bladecooling3 - Acqua - fino a 12 kW - senza pann lat - Interfaccia Web - 42U 300x1200 | 1 | 20117.6961 | 20117.6961
TS-RK7-TC3242NOLW22 | ) | TC3242NOLW22 | TECNOSTEEL - Modulo Side Bladecooling3 - Acqua - fino a 22 kW - senza pann lat - Interfaccia Web - 42U 300x1200 | 1 | 21010.1742 | 21010.1742
TS-RK7-TC3242NOLW30 | ) | TC3242NOLW30 | TECNOSTEEL - Modulo Side Bladecooling3 - Acqua - fino a 30 kW - senza pann lat - Interfaccia Web - 42U 300x1200 | 1 | 22141.6058 | 22141.6058
TS-RK7-T2242TNTCOL | ) | T2242TNTCOL | TECNOSTEEL - Pannello Laterale p/sitemi BladeCooling Open Loop - 42U 1200 mm. | 1 | 206.4358 | 206.4358
TS-RK7-TC3248NOLW22 | ) | TC3248NOLW22 | TECNOSTEEL - Modulo Side Bladecooling3 - Acqua - fino a 22 kW - senza pann lat - Interfaccia Web - 48U 300x1200 | 1 | 21805.2645 | 21805.2645
TS-RK7-TC3248NOLW30 | ) | TC3248NOLW30 | TECNOSTEEL - Modulo Side Bladecooling3 - Acqua - fino a 30 kW - senza pann lat - Interfaccia Web - 48U 300x1200 | 1 | 23219.7055 | 23219.7055
TS-RK7-T2248TNTCOL | ) | T2248TNTCOL | TECNOSTEEL - Pannello Laterale p/sitemi BladeCooling Open Loop - 48U 1200 mm. | 1 | 243.5036 | 243.5036
System Management
TS-RK7-T3980 | ) | T3980 | TECNOSTEEL - Sistema BaldeShelter Infrastructure Management | 1 | RICHIEDERE | #VALUE!
Gestione Cavi Avanzata
Bladerunner - Moduli per tetto
TS-RK7-TTC31N | ) | TTC31N | TECNOSTEEL - Modulo passaggio cavi intermedio per tetti BladeCooling | 1 | 499.9764 | 499.9764
TS-RK7-TTC32N | ) | TTC32N | TECNOSTEEL - Modulo passaggio cavi intermedio per tetti BladeCooling | 1 | 599.9996 | 599.9996
TS-RK7-TTC31NEST | ) | TTC31NEST | TECNOSTEEL - Modulo passaggio cavi di testa per tetti BladeCooling | 1 | 599.9996 | 599.9996
TS-RK7-TTC32NEST | ) | TTC32NEST | TECNOSTEEL - Modulo passaggio cavi di testa per tetti BladeCooling | 1 | 719.9652 | 719.9652
TS-RK7-TQE31N | ) | TQE31N | TECNOSTEEL - Modulo passaggio cavi intermedio per tetti Quadri Elettrici | 1 | 499.9764 | 499.9764
TS-RK7-TQE32N | ) | TQE32N | TECNOSTEEL - Modulo passaggio cavi intermedio per tetti Quadri Elettrici | 1 | 599.9996 | 599.9996
TS-RK7-TQE31NEST | ) | TQE31NEST | TECNOSTEEL - Modulo passaggio cavi di testa per tetti Quadri Elettrici | 1 | 599.9996 | 599.9996
TS-RK7-TQE32NEST | ) | TQE32NEST | TECNOSTEEL - Modulo passaggio cavi di testa per tetti Quadri Elettrici | 1 | 719.9652 | 719.9652
TS-RK7-TTX61N | ) | TTX61N | TECNOSTEEL - Modulo passaggio cavi intermedio per tetti T7 ''''PLUS'''' | 1 | 598.6116 | 598.6116
TS-RK7-TTX62N | ) | TTX62N | TECNOSTEEL - Modulo passaggio cavi intermedio per tetti T7 ''''PLUS'''' | 1 | 718.3392 | 718.3392
TS-RK7-TTX61NEST | ) | TTX61NEST | TECNOSTEEL - Modulo passaggio cavi di testa per tetti T7 ''''PLUS'''' | 1 | 718.3392 | 718.3392
TS-RK7-TTX62NEST | ) | TTX62NEST | TECNOSTEEL - Modulo passaggio cavi di testa per tetti T7 ''''PLUS'''' | 1 | 862.0212 | 862.0212
TS-RK7-TTX81N | ) | TTX81N | TECNOSTEEL - Modulo passaggio cavi intermedio per tetti T7 ''''PLUS'''' | 1 | 654.5146 | 654.5146
TS-RK7-TTX82N | ) | TTX82N | TECNOSTEEL - Modulo passaggio cavi intermedio per tetti T7 ''''PLUS'''' | 1 | 785.4478 | 785.4478
TS-RK7-TTX81NEST | ) | TTX81NEST | TECNOSTEEL - Modulo passaggio cavi di testa per tetti T7 ''''PLUS'''' | 1 | 785.4478 | 785.4478
TS-RK7-TTX82NEST | ) | TTX82NEST | TECNOSTEEL - Modulo passaggio cavi di testa per tetti T7 ''''PLUS'''' | 1 | 942.5208 | 942.5208
Bladerunner - Ponte
TS-RK7-T1584N | ) | T1584N | TECNOSTEEL - Ponte passagio cavi per Corridoio profondita' da 940 a 1200mm | 1 | 1080.0844 | 1080.0844
TS-RK7-T1581N | ) | T1581N | TECNOSTEEL - Ponte passagio cavi per Corridoio profondita' da 940 a 1200mm | 1 | 1296.0998 | 1296.0998
TS-RK7-T1582N | ) | T1582N | TECNOSTEEL - Ponte passagio cavi per Corridoio profondita' 1500mm | 1 | 1457.4052 | 1457.4052
Porte Scorrevoli
TS-RK7-T1042N | ) | T1042N | TECNOSTEEL - Coppia porte scorrevoli per Corridoio composto da armadi profondi 1030mm - 42U x 1000mm. | 1 | 5202.5339 | 5202.5339
TS-RK7-T1142N | ) | T1142N | TECNOSTEEL - Coppia porte scorrevoli per Corridoio composto da armadi profondi 1030mm - 48U x 1000mm. | 1 | 5850.417 | 5850.417
TS-RK7-T1052N | ) | T1052N | TECNOSTEEL - Coppia porte scorrevoli per Corridoio composto da armadi profondi 1200mm - 42U x 1000mm. | 1 | 5410.6057 | 5410.6057
TS-RK7-T1053N | ) | T1053N | TECNOSTEEL - Coppia porte scorrevoli per Corridoio composto da armadi profondi 1200mm - 48U x 1000mm. | 1 | 6269.6936 | 6269.6936
TS-RK7-T1242N | ) | T1242N | TECNOSTEEL - Coppia porte scorrevoli per Corridoio composto da armadi profondi 1030mm - 42U x 1200mm. | 1 | 5569.3419 | 5569.3419
TS-RK7-T1248N | ) | T1248N | TECNOSTEEL - Coppia porte scorrevoli per Corridoio composto da armadi profondi 1030mm - 48U x 1200mm. | 1 | 6549.8174 | 6549.8174
TS-RK7-T1342N | ) | T1342N | TECNOSTEEL - Coppia porte scorrevoli per Corridoio composto da armadi profondi 1200mm - 42U x 1200mm. | 1 | 5802.7791 | 5802.7791
TS-RK7-T1442N | ) | T1442N | TECNOSTEEL - Coppia porte scorrevoli per Corridoio composto da armadi profondi 1200mm - 48U x 1200mm. | 1 | 6709.9044 | 6709.9044
TS-RK7-T1542N | ) | T1542N | TECNOSTEEL - Coppia porte scorrevoli per Corridoio composto da armadi profondi 1030mm - 42U x 1500mm. | 1 | 6603.1856 | 6603.1856
TS-RK7-T1562N | ) | T1562N | TECNOSTEEL - Coppia porte scorrevoli per Corridoio composto da armadi profondi 1030mm - 48U x 1500mm. | 1 | 7553.6599 | 7553.6599
TS-RK7-T1563N | ) | T1563N | TECNOSTEEL - Coppia porte scorrevoli per Corridoio composto da armadi profondi 1200mm - 42U x 1500mm. | 1 | 6869.9771 | 6869.9771
TS-RK7-T1564N | ) | T1564N | TECNOSTEEL - Coppia porte scorrevoli per Corridoio composto da armadi profondi 1200mm - 48U x 1500mm. | 1 | 7903.8031 | 7903.8031
Pannelli di chiusura Corridoio
TS-RK7-T1730N | ) | T1730N | TECNOSTEEL - Pannello di chiusura Corridoio - 42U x 1000mm. | 1 | 895.6531 | 895.6531
TS-RK7-T1731N | ) | T1731N | TECNOSTEEL - Pannello di chiusura Corridoio - 42U x 1200mm. | 1 | 933.7774 | 933.7774
TS-RK7-T1732N | ) | T1732N | TECNOSTEEL - Pannello di chiusura Corridoio - 48U x 1200mm. | 1 | 1217.2658 | 1217.2658
TS-RK7-T1733N | ) | T1733N | TECNOSTEEL - Pannello di chiusura Corridoio - 42U x 1500mm. | 1 | 1050.4766 | 1050.4766
Moduli tetto
TS-RK7-T1709N | ) | T1709N | TECNOSTEEL - Modulo tetto per Corridoio per Quadro Elettrico - 300 x 1000 mm. | 1 | 506.8989 | 506.8989
TS-RK7-T1709TN | ) | T1709TN | TECNOSTEEL - Modulo tetto per Corridoio per BladeCooling - 300 x 1000 mm. | 1 | 506.8989 | 506.8989
TS-RK7-T1701N | ) | T1701N | TECNOSTEEL - Modulo tetto per Corridoio - 600 x 1000 mm. | 1 | 590.2901 | 590.2901
TS-RK7-T1722N | ) | T1722N | TECNOSTEEL - Modulo tetto per Corridoio - 800 x 1000 mm. | 1 | 703.6648 | 703.6648
TS-RK7-T1710N | ) | T1710N | TECNOSTEEL - Modulo tetto per Corridoio per Quadro Elettrico - 300 x 1200 mm. | 1 | 653.6598 | 653.6598
TS-RK7-T1710NP | ) | T1710NP | TECNOSTEEL - Modulo tetto in Policarbonato per Corridoio, per BladeCooling - 300 x 1200 mm. | 1 | 757.033 | 757.033
TS-RK7-T1710TN | ) | T1710TN | TECNOSTEEL - Modulo tetto per Corridoio per BladeCooling - 300 x 1200 mm. | 1 | 653.6598 | 653.6598
TS-RK7-T1700N | ) | T1700N | TECNOSTEEL - Modulo tetto per Corridoio - 600 x 1200 mm. | 1 | 650.3285 | 650.3285
TS-RK7-T1700NP | ) | T1700NP | TECNOSTEEL - Modulo tetto in Policarbonato per Corridoio - 600 x 1200 mm. | 1 | 817.0714 | 817.0714
TS-RK7-T1720N | ) | T1720N | TECNOSTEEL - Modulo tetto per Corridoio - 800 x 1200 mm. | 1 | 750.3771 | 750.3771
TS-RK7-T1720NF | ) | T1720NF | TECNOSTEEL - Modulo tetto per Corridoio, per Antincendio - 800 x 1200 mm. | 1 | 750.3771 | 750.3771
TS-RK7-T1720NP | ) | T1720NP | TECNOSTEEL - Modulo tetto in Policarbonato per Corridoio - 800 x 1200 mm. | 1 | 883.7337 | 883.7337
TS-RK7-T1725N | ) | T1725N | TECNOSTEEL - Modulo tetto ispezionabile per Corridoio - 800 x 1200 mm. | 1 | 862.9834 | 862.9834
TS-RK7-T1721N | ) | T1721N | TECNOSTEEL - Modulo tetto per Corridoio - 800 x 1500 mm. | 1 | 867.0831 | 867.0831
Zoccolini Antimiscelazione
TS-RK7-T9053N | ) | T9053N | TECNOSTEEL - Pannello antimiscelazione/compartimentazione per BladeCooling e/o Quadri Elettrici - 300 mm. | 1 | 46.6803 | 46.6803
TS-RK7-T9051N | ) | T9051N | TECNOSTEEL - Pannello antimiscelazione/compartimentazione per rack - 600 mm. | 1 | 53.7185 | 53.7185
TS-RK7-T9052N | ) | T9052N | TECNOSTEEL - Pannello antimiscelazione/compartimentazione per rack - 800 mm. | 1 | 64.1022 | 64.1022
TS-RK7-T9052NLAT | ) | T9052NLAT | TECNOSTEEL - Pannello antimiscelazione/compartimentazione per rack - 800 mm. | 1 | 64.1022 | 64.1022
TS-RK7-T9054N | ) | T9054N | TECNOSTEEL - Pannello antimiscelazione/compartimentazione per rack - 1030 mm. | 1 | 80.4026 | 80.4026
TS-RK7-T9055N | ) | T9055N | TECNOSTEEL - Pannello antimiscelazione/compartimentazione per rack - 1200 mm. | 1 | 87.4297 | 87.4297
AirDUCT e Ventilazione
TS-RK7-T9180N | ) | T9180N | TECNOSTEEL - Air Duct per sistemi con canalizzazione aria laterale | 1 | 1219.631 | 1219.631
TS-RK7-T9182N | ) | T9182N | TECNOSTEEL - Air Duct per sistemi con canalizzazione aria laterale | 1 | 861.0871 | 861.0871
TS-RK7-T9184N | ) | T9184N | TECNOSTEEL - Air Duct per sistemi con canalizzazione aria laterale | 1 | 941.5293 | 941.5293
Illuminazione
TS-RK7-T9190N | ) | T9190N | TECNOSTEEL - Pannello di illuminazione a LED a rifrazione luminosa-600x300mm. | 1 | 277.9144 | 277.9144
TS-RK7-T9191 | ) | T9191 | TECNOSTEEL - Alimentatore per pann di illuminazione a LED | 1 | 67.0512 | 67.0512
TS-RK7-T9192 | ) | T9192 | TECNOSTEEL - Sensore di presenza per accensione e spegnimento luci corridoio | 1 | 133.2409 | 133.2409
ACCESSORI
Ventole Integrate Rack
TS-RK7-T9065N | ) | T9065N | TECNOSTEEL - Sistema di ventilazione automatica in caso di malfunzionamento cooling | 1 | 2258.5838 | 2258.5838
Gestione Cavi
TS-RK7-T9365N | ) | T9365N | TECNOSTEEL - Kit 9 guidacavi triangolari c/piastra di supporto 19''''-1U-Destro - 1U | 1 | 160.5596 | 160.5596
TS-RK7-T9366N | ) | T9366N | TECNOSTEEL - Kit 9 guidacavi triangolari c/piastra di supporto 19''''-1U-Sinistro - 1U | 1 | 160.5596 | 160.5596
TS-RK7-T9009N8 | ) | T9009N8 | TECNOSTEEL - Kit 8 anelli passacavi per montanti T7 completo di viteria | 1 | 53.6282 | 53.6282
TS-RK7-T9360N | ) | T9360N | TECNOSTEEL - Pannello passacavi con coperchio incernierato 19''''-4U - 4U | 1 | 111.1572 | 111.1572
TS-RK7-T9361N | ) | T9361N | TECNOSTEEL - Pannello passacavi con coperchio incernierato 19''''-2U - 2U | 1 | 82.977 | 82.977
TS-RK7-T9364N | ) | T9364N | TECNOSTEEL - Pannello passacavi con 2 spazzole-19''''-2U - 2U | 1 | 42.9668 | 42.9668
Accessori
TS-RK7-T9011N | ) | T9011N | TECNOSTEEL - Pannello cieco 19''''-1U - Con clip per fissaggio rapido senza utensili | 1 | 12.6915 | 12.6915
TS-RK7-T9012N | ) | T9012N | TECNOSTEEL - Pannello cieco 19''''-2U - Con clip di fissaggio rapido senza utensili | 1 | 15.8608 | 15.8608
TS-RK7-T9014N | ) | T9014N | TECNOSTEEL - Pannello cieco 19'''' - 4U - Con clip di fissaggio rapido senza utensili | 1 | 20.4434 | 20.4434
TS-RK7-T9015N | ) | T9015N | TECNOSTEEL - Pannello cieco angolato 1U-19'''' - Con clip di fissaggio rapido senza utensili | 1 | 15.8608 | 15.8608
TS-RK7-T9042N | ) | T9042N | TECNOSTEEL - Kit giunto di unione - T7 - Nero | 1 | 36.322 | 36.322
TS-RK7-T9042TN | ) | T9042TN | TECNOSTEEL - Kit giunto di unione - BladeCooling - Nero | 1 | 36.322 | 36.322
TS-RK7-T9139 | ) | T9139 | TECNOSTEEL - Kit di messa a terra con barra di rame per T7 - 19 fori - L.400mm | 1 | 54.8145 | 54.8145
TS-RK7-T9049N | ) | T9049N | TECNOSTEEL - Piastra antiribaltamento - per armadi l.600mm | 1 | 92.6215 | 92.6215
TS-RK7-T9050N | ) | T9050N | TECNOSTEEL - Piastra antiribaltamento - per armadi l.800mm | 1 | 111.1572 | 111.1572
TS-RK7-T9160N | ) | T9160N | TECNOSTEEL - Kit 4 staffe di fissaggio a pavimento armadi T7 | 1 | 88.9257 | 88.9257
TS-RK7-T9159N | ) | T9159N | TECNOSTEEL - Coppia di barre porta PDU toolless: 2 standard oppure 3 slim per armadi T7 42U e 48U | 1 | 124.4975 | 124.4975
TS-RK7-T5027N | ) | T5027N | TECNOSTEEL - Flexiblank - pannello 27U - Nero | 1 | 227.9027 | 227.9027
TS-RK7-T5028 | ) | T5028 | TECNOSTEEL - Kit 50 rivetti di fissaggio Flexiblank | 1 | 26.6267 | 26.6267
TS-RK7-T5029 | ) | T5029 | TECNOSTEEL - Remover per rivetti Flexiblank | 1 | 35.6225 | 35.6225
TS-RK7-F9432 | ) | F9432 | TECNOSTEEL - Lampada LED 4W-230V - L.345mm - con kit di fissaggio | 1 | 240.7341 | 240.7341
TS-RK7-T9190N | ) | T9190N | TECNOSTEEL - Pannello di illuminazione a LED a rifrazione luminosa-600x300mm. | 1 | 277.9144 | 277.9144
TS-RK7-T9191 | ) | T9191 | TECNOSTEEL - Alimentatore per pann di illuminazione a LED | 1 | 67.0512 | 67.0512
TS-RK7-T9192 | ) | T9192 | TECNOSTEEL - Sensore di presenza per accensione e spegnimento luci corridoio | 1 | 133.2409 | 133.2409
Maniglie
TS-RK7-T1770 | ) | T1770 | TECNOSTEEL - Maniglia a combinazione per porta singola | 1 | 69.8316 | 69.8316
TS-RK7-T17702B | ) | T17702B | TECNOSTEEL - Maniglia a combinazione per porte doppio batt | 1 | 75.5027 | 75.5027
Ottimizzazione Flussi d'Aria
TS-RK7-TX9132N | ) | TX9132N | TECNOSTEEL - Kit di tamponamento dei flussi d'aria | 1 | 173.8856 | 173.8856
TS-RK7-TX9133N | ) | TX9133N | TECNOSTEEL - Kit di tamponamento dei flussi d'aria | 1 | 183.3099 | 183.3099
TS-RK7-TX9136N | ) | TX9136N | TECNOSTEEL - Kit di tamponamento dei flussi d'aria | 1 | 211.4403 | 211.4403
TS-RK7-TX9135N | ) | TX9135N | TECNOSTEEL - Kit di tamponamento dei flussi d'aria | 1 | 181.295 | 181.295
TiPatch
TS-RK7-T1550N | ) | T1550N | TECNOSTEEL - TPatch - Open Frame 19'''' - 529 x 351 x 45U | 1 | 1285.8131 | 1285.8131
TS-RK7-T1551N | ) | T1551N | TECNOSTEEL - TPatch - Modulo gestione cavi - 200 x 351 x 45U | 1 | 1611.8718 | 1611.8718
TS-RK7-T1552N | ) | T1552N | TECNOSTEEL - TPatch - Pannello di chiusura batteria | 1 | 171.1382 | 171.1382

## TS ACCESSORI
Listino Giugno22 |  |  | WWW.COMPASSTECH.IT
Indice
Tecnosteel
Cod. Compass |  | Cod. Vendor | Descrizione | MOQ | End-User | Netto
CompactNet Accessori
TS-RAC-F9820 | ) | F9820 | TECNOSTEEL - Coppia supplementare montanti per armadi CompactNet a parete 7U Zincata | 1 | 12.0611 | 12.0611
TS-RAC-F9821 | ) | F9821 | TECNOSTEEL - Coppia supplementare montanti per armadi CompactNet a parete 10U Zincata | 1 | 15.1976 | 15.1976
TS-RAC-F9822 | ) | F9822 | TECNOSTEEL - Coppia supplementare montanti per armadi CompactNet a parete 13U Zincata | 1 | 17.0563 | 17.0563
TS-RAC-F9823 | ) | F9823 | TECNOSTEEL - Coppia supplementare montanti per armadi CompactNet a parete 16U Zincata | 1 | 21.9097 | 21.9097
TS-RKW-F9825 | ) | F9825 | TECNOSTEEL - Piastra posteriore di chiusura per CompactNet a parete 7U Zincata | 1 | 15.4096 | 15.4096
TS-RKW-F9826 | ) | F9826 | TECNOSTEEL - Piastra posteriore di chiusura per CompactNet a parete 10U Zincata | 1 | 18.4903 | 18.4903
TS-RKW-F9827 | J | F9827 | TECNOSTEEL - Piastra posteriore di chiusura per CompactNet a parete 13U Zincata | 1 | 20.4048 | 20.4048
TS-RKW-F9828 | J | F9828 | TECNOSTEEL - Piastra posteriore di chiusura per CompactNet a parete 16U Zincata | 1 | 25.23 | 25.23
TS-RKW-F9829 | J | F9829 | TECNOSTEEL - Piastra posteriore di chiusura per CompactNet a parete 22U Zincata | 1 | 35.0785 | 35.0785
Ripiani fissi ed estraibili Grigi
TS-RAC-F9292 | ) | F9292IS | TECNOSTEEL - Ripiano fisso per armadi a pavimento e a parete con tutte le profondità 1U 19 "x200mm, Imballo Singolo | 1 | 23.1021 | 23.1021
TS-RAC-F9243 | ) | F9243IS | TECNOSTEEL - Ripiano fisso per armadi a pavimento e a parete con profondità minima 310mm, Imballo Singolo | 1 | 30.8049 | 30.8049
TS-RAC-F9107 | J | F9107IS | TECNOSTEEL - Ripiano fisso - 1U 19"x350mm -Portata max15Kg -Montaggio a sbalzo | 1 | 33.3892 | 33.3892
TS-RAC-F9000 | J | F9000IS | TECNOSTEEL - Ripiano fisso x rack a pavimento e parete con tutte le prof. 2U 19'' x250mm Portata max 25Kg Montaggio a sbalzo grigio | 1 | 25.5556 | 25.5556
TS-RAC-F9001 | J | F9001IS | TECNOSTEEL - Ripiano -2U 19"x400mm - Portata max 25Kg - Montaggio a sbalzo | 1 | 45.0599 | 45.0599
TS-RAC-F9100 | J | F9100 | TECNOSTEEL - Ripiano - 2U 19"x470mm - Portata max 80Kg - Montaggio 4 montanti | 1 | 57.769 | 57.769
TS-RAC-F9002 | J | F9002 | TECNOSTEEL - Ripiano fisso 2U 19"x600mm Portata max 80Kg -Montaggio 4 montanti | 1 | 81.3523 | 81.3523
TS-RAC-F9089 | J | F9089 | TECNOSTEEL - Ripiano fisso 2U 19"x750mm -Portata max 80Kg Montaggio 4 montanti | 1 | 103.4741 | 103.4741
TS-RAC-F9008 | J | F9008 | TECNOSTEEL - Ripiano estensibile (427 a 755mm) 1U max. 30Kg - Mont.4 montanti | 1 | 103.4741 | 103.4741
TS-RAC-F9103 | ) | F9103 | TECNOSTEEL - Ripiano estraibile 2U 19"x350mm Portata 25Kg - Montaggio a sbalzo | 1 | 122.3493 | 122.3493
TS-RAC-F9224 | ) | F9224 | TECNOSTEEL - Ripiano estraibile tastiera e mouse 2U x470mm max25Kg 4 montanti | 1 | 161.2149 | 161.2149
TS-RAC-F9094 | ) | F9094 | TECNOSTEEL - Ripiano estraibile 2U 19"x470mm Portata 25Kg Montaggio 4 montanti | 1 | 135.1884 | 135.1884
TS-RAC-F9105 | ) | F9105 | TECNOSTEEL - Ripiano estraibile 2U 19"x600mm max. 40Kg - Montaggio 4 montanti | 1 | 191.4291 | 191.4291
Ripiani fissi ed estraibili Neri
TS-RAC-F9292N | J | F9292NIS | TECNOSTEEL - Ripiano fisso -1U 19"x200mm Portata max.15Kg -mont. a sbalzo Nero | 1 | 23.1074 | 23.1074
TS-RAC-F9243N | J | F9243NIS | TECNOSTEEL - Ripiano fisso -1U 19"x310mm Portata max.15Kg -mont. a sbalzo Nero | 1 | 30.7983 | 30.7983
TS-RAC-F9107N | J | F9107NIS | TECNOSTEEL - Ripiano fisso - 1U 19"x350mm Portata max15Kg -mont. a sbalzo Nero | 1 | 33.3892 | 33.3892
TS-RAC-F9000N | J | F9000NIS | TECNOSTEEL - Ripiano fisso x rack a pavimento e parete con tutte le prof. 2U 19''x250mm Portata max 25Kg Montaggio a sbalzo nero | 1 | 25.5665 | 25.5665
TS-RAC-F9001N | J | F9001NIS | TECNOSTEEL - Ripiano -2U 19"x400mm - max 25Kg - mont. a sbalzo Nero | 1 | 45.0599 | 45.0599
TS-RAC-F9100N | J | F9100N | TECNOSTEEL - Ripiano - 2U 19"x470mm -max 80Kg - mont. 4 montanti Nero | 1 | 57.769 | 57.769
TS-RAC-F9002N | J | F9002N | TECNOSTEEL - Ripiano fisso 2U 19"x600mm Port. max 80Kg -mont. 4 montanti Nero | 1 | 81.3523 | 81.3523
TS-RAC-F9089N | J | F9089N | TECNOSTEEL - Ripiano fisso 2U 19"x750mm -Port. max 80Kg mont. 4 montanti Nero | 1 | 103.4741 | 103.4741
TS-RAC-F9008N | J | F9008N | TECNOSTEEL - Ripiano estensibile (427 a 755mm) 1U max 30Kg - Mont.4 Mont. Nero | 1 | 103.4741 | 103.4741
TS-RAC-F9103N | ) | F9103N | TECNOSTEEL - Ripiano estraibile 2U 19"x350mm Port. 25Kg - mont. a sbalzo Nero | 1 | 122.3493 | 122.3493
TS-RAC-F9224N | ) | F9224N | TECNOSTEEL - Ripiano estraibile tastiera e mouse 2Ux470mm max25Kg 4 Mont.Nero | 1 | 161.2149 | 161.2149
TS-RAC-F9094N | ) | F9094N | TECNOSTEEL - Ripiano estraibile 2U 19"x470mm Port. 25Kg mont. 4 Mont. Nero | 1 | 135.1884 | 135.1884
TS-RAC-F9105N | ) | F9105N | TECNOSTEEL - Ripiano estraibile 2U 19"x600mm max. 40Kg - mont. 4 Mont. Nero | 1 | 191.4291 | 191.4291
TS-RAC-F9335N | ) | F9335N | TECNOSTEEL - Ripiano adatt x rack min 800(prof.da 550 a 788mm)-1Umax150Kg Nero | 1 | 157.3425 | 157.3425
Montanti
TS-RAC-P9070 | ) | P9070 | TECNOSTEEL - Coppia supplementare montanti 19" - 47U SPECIFICO PROGRESS | 1 | 94.3124 | 94.3124
TS-RAC-P9071 | J | P9071 | TECNOSTEEL - Coppia supplementare montanti 19" - 42U SPECIFICO PROGRESS | 1 | 79.5516 | 79.5516
TS-RAC-P9072 | ) | P9072 | TECNOSTEEL - Coppia supplementare montanti 19" - 38U SPECIFICO PROGRESS | 1 | 77.1245 | 77.1245
TS-RAC-P9073 | ) | P9073 | TECNOSTEEL - Coppia supplementare montanti 19" - 33U SPECIFICO PROGRESS | 1 | 72.8274 | 72.8274
TS-RAC-P9074 | ) | P9074 | TECNOSTEEL - Coppia supplementare montanti 19" - 27U SPECIFICO PROGRESS | 1 | 67.2898 | 67.2898
TS-RAC-P9075 | ) | P9075 | TECNOSTEEL - Coppia supplementare montanti 19" - 20U SPECIFICO PROGRESS | 1 | 59.998 | 59.998
TS-RAC-P9076 | ) | P9076 | TECNOSTEEL - Coppia supplementare montanti 19'' con unita' numerate - in lamiera di acciaio spessore 1,8 mm - 24u | 1 | 66.2874 | 66.2874
TS-RAC-F9232 | L | F9232 | TECNOSTEEL - Coppia montanti server 19" - 42U | 1 | 79.5931 | 79.5931
TS-RAC-F9830 | L | F9830 | TECNOSTEEL - Kit conta Unità fino a 42U | 1 | 40.4686 | 40.4686
Coppie Canale Grigie
TS-RAC-P9890 | ) | P9890 | TECNOSTEEL - Coppia canala con 6 slot 19" verticali e traverse di fissaggio prof.1000mm - 47U | 1 | 198.2853 | 198.2853
TS-RAC-P9891 | ) | P9891 | TECNOSTEEL - Coppia canala con 6 slot 19" verticali e traverse di fissaggio prof.1000mm - 42U | 1 | 177.314 | 177.314
TS-RAC-P9094 | ) | P9094 | TECNOSTEEL - Coppia canala gestione cavi verticale - 27U SPECIFICO PROGRESS | 1 | 82.7889 | 82.7889
TS-RAC-P9079 | ) | P9079 | TECNOSTEEL - Coppia canala gestione cavi verticale, con sportello chiusura a scatto in lamiera di acciaio spessore mm 1,5 - 33u | 1 | 86.2092 | 86.2092
TS-RAC-P9090 | ) | P9090 | TECNOSTEEL - Coppia canala gestione cavi verticale - 38U SPECIFICO PROGRESS | 1 | 92.992 | 92.992
TS-RAC-P9091 | J | P9091 | TECNOSTEEL - Coppia canala gestione cavi verticale - 42U SPECIFICO PROGRESS | 1 | 98.0687 | 98.0687
TS-RAC-P9098 | J | P9098 | TECNOSTEEL - Coppia canala gestione cavi verticale - 47U SPECIFICO PROGRESS | 1 | 111.4389 | 111.4389
TS-RAC-F9032 | J | F9032 | TECNOSTEEL - Anello laterale gestione cavi per montanti 19" | 4 | 5.972 | 5.972
TS-RAC-F9009 | J | F9009 | TECNOSTEEL - Anello laterale largo gest.cavi su mont.19" (o canale verticali) | 4 | 5.972 | 5.972
TS-RAC-F9832 | ) | F9832 | TECNOSTEEL - Anello reversibile singolo, prof.55mm - 1u | 1 | 6.9995 | 6.9995
TS-RAC-F9833 | ) | F9833 | TECNOSTEEL - Anello reversibile singolo, prof.98mm - 1u | 1 | 7.3531 | 7.3531
TS-RAC-F9834 | ) | F9834 | TECNOSTEEL - Anello reversibile doppio, prof.55mm - 2u | 1 | 13.9845 | 13.9845
TS-RAC-F9835 | ) | F9835 | TECNOSTEEL - Anello reversibile doppio, prof.98mm - 2u | 1 | 14.7062 | 14.7062
TS-RAC-F9836 | ) | F9836 | TECNOSTEEL - Anello reversibile triplo, prof.55mm - 3u | 1 | 20.9833 | 20.9833
TS-RAC-F9837 | ) | F9837 | TECNOSTEEL - Anello reversibile triplo, prof.98mm - 3u | 1 | 22.0593 | 22.0593
TS-RAC-F9838 | ) | F9838 | TECNOSTEEL - Anello reversibile quadruplo, prof.55mm - 4u | 1 | 27.9684 | 27.9684
TS-RAC-F9839 | ) | F9839 | TECNOSTEEL - Anello reversibile quadruplo, prof.98mm - 4u | 1 | 29.4458 | 29.4458
TS-RAC-P9861 | ) | P9861 | TECNOSTEEL - Kit canala discesa cavi mm 300x20 e 2 traverse di fiss. 800X42U | 1 | 103.0526 | 103.0526
TS-RAC-P9860 | ) | P9860 | TECNOSTEEL - Kit canala discesa cavi mm 300x20 e 2 traverse di fiss. 800X47U | 1 | 115.3966 | 115.3966
TS-RAC-P9868 | ) | P9868 | TECNOSTEEL - Kit canala discesa cavi mm 300x20 e 2 traverse di fiss. 1000X42U | 1 | 108.2316 | 108.2316
TS-RAC-P9867 | ) | P9867 | TECNOSTEEL - Kit canala discesa cavi mm 300x20 e 2 traverse di fiss. 1000X47U | 1 | 121.1601 | 121.1601
TS-RAC-P9087 | J | P9087 | TECNOSTEEL - Traversa fissaggio cavi per armadi profondità 600 mm. Silver | 1 | 22.2635 | 22.2635
TS-RAC-P9088 | J | P9088 | TECNOSTEEL - Traversa fissaggio cavi per armadi profondità 800 mm. | 1 | 31.2729 | 31.2729
TS-RAC-P9417 | ) | P9417 | TECNOSTEEL - Traversa fissaggio cavi per armadi larghezza o profondita' 1000mm. | 1 | 41.1177 | 41.1177
TS-RAC-F9273 | ) | F9273 | TECNOSTEEL - Coppia guide fissaggio rap x prof.600 -365mm-max 80Kg (4mont) | 1 | 37.7014 | 37.7014
TS-RAC-F9274 | J | F9274 | TECNOSTEEL - Coppia guide fissaggio rap x prof.800 -555mm-max 80Kg (4mont) | 1 | 40.0455 | 40.0455
TS-RAC-F9275 | J | F9275 | TECNOSTEEL - Coppia guide fissaggio rap x prof.990-685mm-max 80Kg (4mont) | 1 | 47.5217 | 47.5217
TS-RAC-P9260 | ) | P9260 | TECNOSTEEL - Coppia traverse rinforzo montanti per armadi server 800x990mm. | 1 | 94.3124 | 94.3124
TS-RAC-P9261 | ) | P9261 | TECNOSTEEL - Coppia traverse rinforzo montanti armadi a pavimento 800x600mm. | 1 | 69.4638 | 69.4638
TS-RAC-P9620 | ) | P9620 | TECNOSTEEL - Kit 4 angolari Zoccolo progress | 1 | 44.152 | 44.152
TS-RAC-P9621 | ) | P9621 | TECNOSTEEL - Zoccolo in lamiera di acciaio con 4 angolari spessore mm 2 e da 4 pannelli ciechi spessore mm 1 - 600x600x100h | 1 | 88.4083 | 88.4083
TS-RAC-P9622 | ) | P9622 | TECNOSTEEL - Zoccolo in lamiera acciaio con 4 angolari spessore mm 2 e da 4 pannelli ciechi spessore mm 1 - 600x800/800x600x100h | 1 | 99.4714 | 99.4714
TS-RAC-P9623 | ) | P9623 | TECNOSTEEL - Zoccolo in lamiera di acciaio con 4 angolari spessore mm 6 e da 4 pannelli ciechi spessore mm 1 - 800x800x100h | 1 | 110.4728 | 110.4728
TS-RAC-P9624 | ) | P9624 | TECNOSTEEL - Zoccolo in lamiera di acciaio con 4 angolari spessore mm 2 e da 4 pannelli ciechi spessore mm 1 - 600x1000x100h | 1 | 123.8059 | 123.8059
TS-RAC-P9625 | ) | P9625 | TECNOSTEEL - Zoccolo in lamiera di acciaio con 4 angolari spessore mm 2 e da 4 pannelli ciechi spessore mm 1 - 800x1000x100h | 1 | 141.5279 | 141.5279
TS-RAC-P9626 | ) | P9626 | TECNOSTEEL - Zoccolo in lamiera di acciaio con 4 angolari spessore mm 2 e da 4 pannelli areati spessore mm 1 - 600x600x100h | 1 | 97.2723 | 97.2723
TS-RAC-P9627 | ) | P9627 | TECNOSTEEL - Zoccolo in lamiera acciaio con 4 angolari spessore mm 2 e da 4 pannelli areati spessore mm 1 - 600x800/800x600x100h | 1 | 108.3019 | 108.3019
TS-RAC-P9628 | ) | P9628 | TECNOSTEEL - Zoccolo in lamiera di acciaio con 4 angolari spessore mm&nbsp2 e da 4 pannelli areati spessore mm 1- 800x800x100h | 1 | 119.3368 | 119.3368
TS-RAC-P9629 | ) | P9629 | TECNOSTEEL - Zoccolo in lamiera di acciaio con 4 angolari spessore mm 2 e da 4 pannelli areati spessore mm 1 - 600x1000x100h | 1 | 141.5279 | 141.5279
TS-RAC-P9630 | ) | P9630 | TECNOSTEEL - Zoccolo in lamiera di acciaio con 4 angolari spessore mm 2 e da 4 pannelli areati spessore mm 1 - 800x1000x100h | 1 | 159.189 | 159.189
Coppie Canale Nero
TS-RAC-P9890N | ) | P9890N | TECNOSTEEL - Coppia canala con 6 slot 19" verticali e traverse di fissaggio prof.1000mm - 47U Nero | 1 | 198.2853 | 198.2853
TS-RAC-P9891N | ) | P9891N | TECNOSTEEL - Coppia canala con 6 slot 19" verticali e traverse di fissaggio prof.1000mm - 42U Nero | 1 | 177.314 | 177.314
TS-RAC-P9094N | ) | P9094N | TECNOSTEEL - Coppia canala gestione cavi verticale - 27U Nero SPECIFICO PROGRESS | 1 | 82.7889 | 82.7889
TS-RAC-P9090N | ) | P9090N | TECNOSTEEL - Coppia canala gestione cavi verticale - 38U Nero SPECIFICO PROGRESS | 1 | 92.992 | 92.992
TS-RAC-P9091N | J | P9091N | TECNOSTEEL - Coppia canala gestione cavi verticale - 42U Nero SPECIFICO PROGRESS | 1 | 98.0687 | 98.0687
TS-RAC-P9098N | ) | P9098N | TECNOSTEEL - Coppia canala gestione cavi verticale - 47U Nero SPECIFICO PROGRESS | 1 | 111.4389 | 111.4389
TS-RAC-F9032N | J | F9032N | TECNOSTEEL - Anello laterale gestione cavi per montanti 19" Nero | 4 | 5.972 | 5.972
TS-RAC-F9009N | J | F9009N | TECNOSTEEL - Anello laterale largo gest.cavi su mont.19" (o canale vert.) Nero | 4 | 5.972 | 5.972
TS-RAC-P9861N | ) | P9861N | TECNOSTEEL - Kit canala discesa cavi mm 300x20 e 2 trav. di fiss. 800X42U Nero | 1 | 103.0526 | 103.0526
TS-RAC-P9860N | ) | P9860N | TECNOSTEEL - Kit canala discesa cavi mm 300x20 e 2 trav. di fiss. 800X47U Nero | 1 | 115.3966 | 115.3966
TS-RAC-P9868N | ) | P9868N | TECNOSTEEL - Kit canala discesa cavi mm 300x20 e 2 trav. di fiss.1000X42U Nero | 1 | 108.2316 | 108.2316
TS-RAC-P9867N | ) | P9867N | TECNOSTEEL - Kit canala discesa cavi mm 300x20 e 2 trav. di fiss.1000X47U Nero | 1 | 121.1601 | 121.1601
TS-RAC-P9260N | ) | P9260N | TECNOSTEEL - Coppia traverse rinforzo montanti x armadi server 800x990mm. Nero | 1 | 94.3124 | 94.3124
TS-RAC-P9261N | ) | P9261N | TECNOSTEEL - Coppia traverse rinforzo montanti armadi a pavim. 800x600mm. Nero | 1 | 69.4638 | 69.4638
Kit Accessori
TS-RAC-F9295 | ) | F9295 | TECNOSTEEL - Kit montaggio piedini M10 zoccolo (4 piedini+adattatori+viteria) | 1 | 51.4416 | 51.4416
TS-RAC-F9044 | J | F9044 | TECNOSTEEL - Kit 4 piedini di livellamento M10 | 1 | 18.4476 | 18.4476
TS-RAC-F9043 | J | F9043 | TECNOSTEEL - Kit di 4 ruote di cui 2 con freno | 1 | 110.1467 | 110.1467
TS-RAC-P9099 | ) | P9099 | TECNOSTEEL - Kit 4 piedini di livellamento m10 - h.100mm (solo per armadi progress server) | 1 | 52.0765 | 52.0765
TS-RAC-F9038 | J | F9038 | TECNOSTEEL - Kit 4 ruote girevoli Portata 700 Kg (solo x armadi server) | 1 | 118.6749 | 118.6749
TS-RAC-F9040 | J | F9040 | TECNOSTEEL - Kit dadi e viti M6 (50 pz/cad.) | 1 | 16.5437 | 16.5437
TS-RAC-F9040N | J | F9040N | TECNOSTEEL - Kit dadi e viti M6 nero (50 pz/cad.) | 1 | 16.5437 | 16.5437
TS-RAC-F9041 | J | F9041 | TECNOSTEEL - Kit dadi, viti M6 e rondelle (50pz/cad.) | 1 | 20.3446 | 20.3446
TS-RAC-F9041N | J | F9041N | TECNOSTEEL - Kit dadi, viti M6 e rondelle nero(50pz/cad.) | 1 | 20.3446 | 20.3446
TS-RAC-F9478 | ) | F9478 | TECNOSTEEL - Kit 4 dadi e 4 viti M6 | 1 | 1.4474 | 1.4474
TS-RAC-F9478N | J | F9478N | TECNOSTEEL - Kit 4 dadi e 4 viti M6 nero | 1 | 1.4474 | 1.4474
TS-RAC-F9482 | ) | F9482 | TECNOSTEEL - Kit 4 dadi, 4 viti M6 e 4 rondelle | 1 | 1.9249 | 1.9249
TS-RAC-F9482N | ) | F9482N | TECNOSTEEL - Kit nero di 4 dadi, 4 viti M6 e 4 rondelle | 1 | 1.9249 | 1.9249
TS-RAC-F9136 | J | F9136 | TECNOSTEEL - Kit di M/T 10 cavetti g/v - mm 250 - 4 mm² | 1 | 11.5655 | 11.5655
TS-RAC-F9138 | ) | F9138 | TECNOSTEEL - Kit di M/T 10 cavetti g/v - mm 250 - 6 mm² | 1 | 16.4574 | 16.4574
TS-RAC-F9139 | J | F9139 | TECNOSTEEL - Kit M/Terra 10 fori M6 L.240mm (1 barra di rame 25x3, 2 isolatori) | 1 | 51.2998 | 51.2998
TS-RAC-F9140 | ) | F9140 | TECNOSTEEL - Kit M/Terra 15 fori M6 L.390mm (1 barra di rame 25x3, 2 isolatori) | 1 | 60.21 | 60.21
TS-RAC-F9131 | ) | F9131 | TECNOSTEEL - Lampada ad ancoraggio magnetico | 1 | 255.065 | 255.065
TS-RAC-F9132 | ) | F9132 | TECNOSTEEL - Lampada neon 30W + Kit di fissaggio | 1 | 218.1987 | 218.1987
TS-RAC-F9852 | J | F9852 | TECNOSTEEL - Blocchetto di chiusura x pannelli con serratura a chiave azzurro | 1 | 14.9849 | 14.9849
Accessori Vari Grigi
TS-RAC-P9042 | ) | P9042 | TECNOSTEEL - Kit giunto di unione (pz. 4) | 1 | 32.2257 | 32.2257
TS-RAC-P9042J | ) | P9042J | TECNOSTEEL - Kit giunto di unione per armadi progress su piedini di livellamento, senza Zoccolo | 1 | 33.2359 | 33.2359
TS-RAC-F9226 | ) | F9226 | TECNOSTEEL - Tasca porta documenti | 1 | 35.6168 | 35.6168
TS-RAC-F9271 | ) | F9271 | TECNOSTEEL - Cassetto porta documenti | 1 | 185.2474 | 185.2474
TS-RAC-F9270 | ) | F9270 | TECNOSTEEL - Maniglia a combinazione | 1 | 98.553 | 98.553
TS-RAC-P9095 | ) | P9095 | TECNOSTEEL - Dispositivo antiribaltamento | 1 | 118.7227 | 118.7227
TS-RAC-P9240 | ) | P9240 | TECNOSTEEL - Dispositivo antiribaltamento | 1 | 126.392 | 126.392
TS-RAC-P9489 | ) | P9489 | TECNOSTEEL - Maniglia girevole per porta | 1 | 47.3806 | 47.3806
TS-RAC-F3030 | J | F3030 | TECNOSTEEL - Contenitore 19" per apparecchiature su guida DIN | 1 | 72.8274 | 72.8274
TS-RAC-F3027 | ) | F3027 | TECNOSTEEL - Guida din con supporto arretrato 19'', 1u | 1 | 33.3067 | 33.3067
TS-RAC-F9324 | J | F9324 | TECNOSTEEL - Spazzola ingresso cavi per tetto | 1 | 45.3236 | 45.3236
TS-RAC-F9297 | ) | F9297 | TECNOSTEEL - Spazzola ingresso cavi per base per armadi prof.600mm | 1 | 71.9882 | 71.9882
TS-RAC-F9306 | ) | F9306 | TECNOSTEEL - Spazzola ingresso cavi per base per armadi prof.800mm | 1 | 79.2518 | 79.2518
TS-RAC-F9366 | ) | F9366 | TECNOSTEEL - Spazzola ingresso cavi per base per armadi prof.1000mm (3 kit) | 1 | 114.5898 | 114.5898
TS-RAC-P9093 | ) | P9093 | TECNOSTEEL - Coppia canala gestione cavi verticale, con sportello chiusura a scatto in lamiera di acciaio spessore mm 1,5 - 24u | 1 | 85.3733 | 85.3733
TS-CLI-F9215 | ) | F9215 | TECNOSTEEL - Filtro antipolvere per base x Prof. 600 | 1 | 103.7458 | 103.7458
TS-CLI-F9216 | ) | F9216 | TECNOSTEEL - Filtro antipolvere per base x Prof. 800 | 1 | 113.5661 | 113.5661
TS-CLI-F9217 | ) | F9217 | TECNOSTEEL - Filtro antipolvere per base prof.1000 m | 1 | 128.2657 | 128.2657
Accessori Vari Neri
TS-RAC-P9042N | ) | P9042N | TECNOSTEEL - Kit giunto di unione (pz. 4) Nero | 1 | 32.2257 | 32.2257
TS-RAC-F9226N | ) | F9226N | TECNOSTEEL - Tasca porta documenti Nero | 1 | 35.6168 | 35.6168
TS-RAC-F9271N | ) | F9271N | TECNOSTEEL - Cassetto porta documenti Nero | 1 | 185.2474 | 185.2474
TS-RAC-F3030N | J | F3030N | TECNOSTEEL - Contenitore 19" per apparecchiature su guida DIN Nero | 1 | 72.8274 | 72.8274
TS-RAC-F9324N | ) | F9324N | TECNOSTEEL - Spazzola ingresso cavi per tetto Nero | 1 | 45.3236 | 45.3236
TS-RAC-F9297N | ) | F9297N | TECNOSTEEL - Spazzola ingresso cavi per base per armadi prof.600mm Nero | 1 | 71.9882 | 71.9882
TS-RAC-F9306N | ) | F9306N | TECNOSTEEL - Spazzola ingresso cavi per base per armadi prof.800mm Nero | 1 | 79.2518 | 79.2518
TS-RAC-F9366N | ) | F9366N | TECNOSTEEL - Spazzola ingresso cavi per base per armadi prof.1000mm (3 kit) Nero | 1 | 114.5898 | 114.5898
TS-CLI-F9215N | ) | F9215N | TECNOSTEEL - Filtro antipolvere per base Nero x Prof. 600 | 1 | 103.7458 | 103.7458
TS-CLI-F9216N | ) | F9216N | TECNOSTEEL - Filtro antipolvere per base Nero x Prof. 800 | 1 | 113.5661 | 113.5661
Pannelli ottici
TS-RAC-F9290N | J | F9290N | TECNOSTEEL - Cassetto estraibile fibra ottica - 24SC SMPLX - Colore nero - 1U | 1 | 78.4724 | 78.4724
TS-RAC-F9291N | ) | F9291N | TECNOSTEEL - Cassetto estraibile fibra ottica - 24SC DPLX - Colore nero - 1U | 1 | 78.4724 | 78.4724
TS-RAC-F9378N | ) | F9378N | TECNOSTEEL - Cassetto estraibile per fibra ottica - 12ST SMPLX - 1U | 1 | 79.2518 | 79.2518
TS-RAC-F9315N | ) | F9315N | TECNOSTEEL - Cassetto estraibile per fibra ottica - 12SC SPX/12LC DPX - 1U | 1 | 79.2518 | 79.2518
TS-RAC-F9294N | ) | F9294N | TECNOSTEEL - Cassetto estraibile per fibra ottica - 12SC DPLX - 1U | 1 | 79.2518 | 79.2518
TS-RAC-KITPP | ) | KITPP | TECNOSTEEL - Kit cassetto ottico - cbl mng, pressacavi, viti bussole | 1 | 13.7655 | 13.7655
TS-RAC-E1341 | ) | E1341 | TECNOSTEEL - Tappo cieco per connettore ST | 1 | 0.30928 | 0.30928
TS-RAC-F9055A | J | F9055A | TECNOSTEEL - Tappo cieco per connettore SC DPX | 1 | 0.37352 | 0.37352
TS-RAC-F9055B | J | F9055B | TECNOSTEEL - Tappo cieco per connettore SC SPX / LC DPX | 1 | 0.37352 | 0.37352
Pannelli Grigi
TS-RAC-F9251 | J | F9251 | TECNOSTEEL - Pannello RJ45 - 24 porte Toolless | 2 | 34.32 | 34.32
TS-RAC-F9015 | ) | F9015 | TECNOSTEEL - Pannello arretrato 4U per blocchi 110 | 1 | 41.0932 | 41.0932
TS-RAC-F9016 | ) | F9016 | TECNOSTEEL - Pannello piano 2U per blocchi 110 | 1 | 26.6213 | 26.6213
TS-RAC-F9012 | J | F9012 | TECNOSTEEL - Pannello cieco 1U | 1 | 16.0471 | 16.0471
TS-RAC-F9102 | J | F9102 | TECNOSTEEL - Pannello cieco 2U | 1 | 20.5466 | 20.5466
TS-RAC-F9013 | J | F9013 | TECNOSTEEL - Pannello cieco 3U | 1 | 22.2918 | 22.2918
TS-RAC-F9253 | J | F9253 | TECNOSTEEL - Pannello cieco 4U | 1 | 27.4281 | 27.4281
TS-RAC-F9011 | J | F9011 | TECNOSTEEL - Pannello 1U con asola passacavi | 1 | 16.0471 | 16.0471
TS-RAC-F9369 | J | F9369 | TECNOSTEEL - Pannello passapermute 1U - 4 anelli metallo | 1 | 25.2726 | 25.2726
TS-RAC-F9298 | ) | F9298 | TECNOSTEEL - Pannello passapermute 2U - 4 anelli metallo | 1 | 38.5413 | 38.5413
TS-RAC-F9030 | J | F9030 | TECNOSTEEL - Pannello passapermute 1U - 4 anelli corti | 1 | 21.4724 | 21.4724
TS-RAC-F9031 | J | F9031 | TECNOSTEEL - Pannello passapermute 1U - 4 anelli lunghi | 1 | 22.7322 | 22.7322
Pannelli Nero
TS-RAC-F9251N | J | F9251N | TECNOSTEEL - Pannello RJ45 - 24 porte Toolless Nero | 2 | 34.32 | 34.32
TS-RAC-F9015N | ) | F9015N | TECNOSTEEL - Pannello arretrato 4U per blocchi 110 Nero | 1 | 41.0932 | 41.0932
TS-RAC-F9016N | ) | F9016N | TECNOSTEEL - Pannello piano 2U per blocchi 110 Nero | 1 | 26.6213 | 26.6213
TS-RAC-F9012N | J | F9012N | TECNOSTEEL - Pannello cieco 1U Nero | 1 | 16.0471 | 16.0471
TS-RAC-F9102N | J | F9102N | TECNOSTEEL - Pannello cieco 2U Nero | 1 | 20.5466 | 20.5466
TS-RAC-F9013N | J | F9013N | TECNOSTEEL - Pannello cieco 3U Nero | 1 | 22.2918 | 22.2918
TS-RAC-F9253N | J | F9253N | TECNOSTEEL - Pannello cieco 4U Nero | 1 | 27.4281 | 27.4281
TS-RAC-F9011N | ) | F9011N | TECNOSTEEL - Pannello 1U con asola passacavi Nero | 1 | 16.0471 | 16.0471
TS-RAC-F9313N | J | F9313N | TECNOSTEEL - Pannello passacavi con spazzola 1U Nero | 1 | 31.8373 | 31.8373
TS-RAC-F9369N | J | F9369N | TECNOSTEEL - Pannello passapermute 1U - 4 anelli metallo Nero | 1 | 25.0128 | 25.0128
TS-RAC-F9298N | J | F9298N | TECNOSTEEL - Pannello passapermute 2U - 4 anelli metallo Nero | 1 | 38.5413 | 38.5413
TS-RAC-F9030N | J | F9030N | TECNOSTEEL - Pannello passapermute 1U - 4 anelli corti Nero | 1 | 21.4647 | 21.4647
TS-RAC-F9031N | J | F9031N | TECNOSTEEL - Pannello passapermute 1U - 4 anelli lunghi Nero | 1 | 22.7322 | 22.7322
TS-RAC-F9440N | J | F9440N | TECNOSTEEL - Pannello gestione cavi con coperchio, 19'', 1U, di colore Nero RAL 9005 | 1 | 33.4043 | 33.4043
Gruppi Tecnoclima di ventilazione Progress Silver
TS-CLI-F9061 | J | F9061 | TECNOSTEEL - Ventilatore assiale - Montaggio a tetto | 1 | 41.9947 | 41.9947
TS-CLI-P9062 | J | P9062 | TECNOSTEEL - Gruppo 2 ventole Progress - Silver | 1 | 101.534 | 101.534
TS-CLI-P9062T | J | P9062T | TECNOSTEEL - Gruppo 2 ventole con Termostato Progress - Silver | 1 | 146.3481 | 146.3481
TS-CLI-P9063 | ) | P9063 | TECNOSTEEL - Gruppo 3 ventole Progress - Silver | 1 | 143.5605 | 143.5605
TS-CLI-P9063T | J | P9063T | TECNOSTEEL - Gruppo 3 ventole con Termostato Progress - Silver | 1 | 185.6294 | 185.6294
TS-CLI-P9064 | ) | P9064 | TECNOSTEEL - Gruppo 4 ventole Progress - Silver | 1 | 175.0927 | 175.0927
TS-CLI-P9064T | J | P9064T | TECNOSTEEL - Gruppo 4 ventole con Termostato Progress - Silver | 1 | 221.3027 | 221.3027
TS-CLI-P9092T | ) | P9092T | TECNOSTEEL - Cassetto 2 ventole con interruttore luminoso e termostato - montaggio Rack 19'' | 1 | 217.2172 | 217.2172
TS-CLI-P9130T | ) | P9130T | TECNOSTEEL - Cassetto 4 ventole con interruttore luminoso e termostato - montaggio Rack 19'' | 1 | 316.6177 | 316.6177
TS-CLI-P9133T | ) | P9133T | TECNOSTEEL - Cassetto 3 ventole con interruttore luminoso e termostato - montaggio Rack 19'' | 1 | 283.4954 | 283.4954
Scambiatori di Calore
TS-CLI-F9200 | ) | F9200 | TECNOSTEEL - Scambiatore a parete 35W - 325x144x780h | 1 | 807.5753 | 807.5753
TS-CLI-F9201 | ) | F9201 | TECNOSTEEL - Scambiatore a parete 70W - 450x144x1480h | 1 | 1054.4842 | 1054.4842
Condizionatori
TS-CLI-F9368 | ) | F9368 | TECNOSTEEL - Condizionatore a parete 380w - 324x206x443 mm | 1 | 1824.1499 | 1824.1499
TS-CLI-F9367 | ) | F9367 | TECNOSTEEL - Condizionatore a parete 850w - 324x206x443 mm | 1 | 2006.5285 | 2006.5285
TS-CLI-F9207 | ) | F9207 | TECNOSTEEL - Condizionatore a parete 1,4kw - 410x248x913 mm | 1 | 2743.1057 | 2743.1057
TS-CLI-F9209 | J | F9209 | TECNOSTEEL - Condizionatore a parete 2kW - 406x244x934 mm | 1 | 3180.3059 | 3180.3059
TS-CLI-F2261 | J | F2261 | TECNOSTEEL - Condizionatore a parete 2,8kW - 508x375x1234 mm | 1 | 4271.5417 | 4271.5417
TS-CLI-F2260 | J | F2260 | TECNOSTEEL - Condizionatore a parete 4kW - 508x375x1234 mm | 1 | 4471.7898 | 4471.7898
TS-CLI-F9218 | ) | F9218 | TECNOSTEEL - Condizionatore a tetto 600w - 600x325x325 mm | 1 | 2123.5576 | 2123.5576
TS-CLI-F9204 | ) | F9204 | TECNOSTEEL - Condizionatore a tetto 900w - 600x325x325 mm | 1 | 2484.9654 | 2484.9654
TS-CLI-F9208 | ) | F9208 | TECNOSTEEL - Condizionatore a tetto 1,4kw - 800x600x550 mm | 1 | 2856.6683 | 2856.6683
TS-CLI-F9205 | ) | F9205 | TECNOSTEEL - Condizionatore a tetto 2kw - 600x400x400 mm | 1 | 3390.1595 | 3390.1595
TS-CLI-F9206 | ) | F9206 | TECNOSTEEL - Condizionatore a tetto 3,8kw - 800x600x550 mm | 1 | 4973.3619 | 4973.3619
TS-CLI-T4381 | ) | T4381 | TECNOSTEEL - Condizionatore a tetto 5,2kw - 800x600x550 mm | 1 | 7434.2621 | 7434.2621
Tecno LIM
TS-VDR-F4250 | ) | F4250 | TECNOSTEEL - Porta NoteBook Potection | 1 | 253.6466 | 253.6466
TS-VDR-F4255 | ) | F4255 | TECNOSTEEL - Porta NoteBook Security | 1 | 358.414 | 358.414
TS-VDR-F4260 | ) | F4260 | TECNOSTEEL - PDU 4 prese universali per porta NoteBook | 1 | 64.3146 | 64.3146
TS-VDR-F4265 | ) | F4265 | TECNOSTEEL - Kit di sicurezza per porta NoteBook composto da 2 serrature e 1 chiave tubolare | 1 | 55.1194 | 55.1194
Accessori per Armadi ad alto grado di protezione
TS-RAC-F1540 | ) | F1540 | TECNOSTEEL - Filtro entrata aria - mm. 148,5x148,5 - IP55 | 1 | 48.736 | 48.736
TS-RAC-F1541 | ) | F1541 | TECNOSTEEL - Ventilatore 65mc/h - mm. 148,5x148,5 - IP55 | 1 | 140.485 | 140.485
TS-RAC-F1544 | ) | F1544 | TECNOSTEEL - Filtro entrata aria - mm. 320x320 - IP55 | 1 | 91.7193 | 91.7193
TS-RAC-F1545 | ) | F1545 | TECNOSTEEL - Ventilatore 520mc/h - mm. 320x320 - IP55 | 1 | 377.2411 | 377.2411
TS-RAC-F1546 | ) | F1546 | TECNOSTEEL - Riscaldatore anticondensa 50W | 1 | 105.847 | 105.847
TS-RAC-F1550 | ) | F1550 | TECNOSTEEL - Tettuccio parapioggia profondità 400mm | 1 | 112.5668 | 112.5668
TS-RAC-F1551 | ) | F1551 | TECNOSTEEL - Tettuccio parapioggia profondità 500mm | 1 | 121.2339 | 121.2339
TS-RAC-F1552 | ) | F1552 | TECNOSTEEL - Tettuccio parapioggia profondità 600mm | 1 | 125.7274 | 125.7274
TS-RAC-F5531 | ) | F5531 | TECNOSTEEL - Ventilatore 140mc/h - mm. 204x204 - IP55 | 1 | 168.7107 | 168.7107
TS-RAC-F5532 | ) | F5532 | TECNOSTEEL - Filtro entrata aria - mm. 204x204 - IP55 | 1 | 55.1768 | 55.1768
TS-RAC-F8728 | ) | F8728 | TECNOSTEEL - Torrino di ventilazione 600mc/h, calotta sup e base con filtro antipolvere,grado di protezione ip44 dim. 400x350mm | 1 | 481.1825 | 481.1825
TS-RAC-F8740 | ) | F8740 | TECNOSTEEL - Zoccolo A=100 600x600 | 1 | 108.4236 | 108.4236
TS-RAC-F8741 | ) | F8741 | TECNOSTEEL - Zoccolo h.100 - 600x800 - 800x600 | 1 | 117.0609 | 117.0609
TS-RAC-F8743 | ) | F8743 | TECNOSTEEL - Zoccolo A=100 800x800 | 1 | 125.7274 | 125.7274
TS-RAC-F8745 | ) | F8745 | TECNOSTEEL - Zoccolo A=100 800x1000 | 1 | 147.2339 | 147.2339
TS-RAC-F8746 | ) | F8746 | TECNOSTEEL - Zoccolo A=100 600x1000 | 1 | 138.5669 | 138.5669
TS-RAC-F8747 | ) | F8747 | TECNOSTEEL - Zoccolo A=100 800x800 | 1 | 273.6204 | 273.6204
TS-RAC-F9214 | ) | F9214 | TECNOSTEEL - Termostato doppio per comando ventola e riscaldatore | 1 | 75.0447 | 75.0447
TS-RAC-F9272 | ) | F9272 | TECNOSTEEL - Termostato analogico | 1 | 45.5302 | 45.5302
TS-RAC-F8750 | ) | F8750 | TECNOSTEEL - Staffe per fissaggio a parete (4pz.) | 1 | 14.512 | 14.512
TS-RAC-F8751 | ) | F8751 | TECNOSTEEL - Sistema di fissaggio a palo con due punti di ancoraggio (uno superiore e uno inferiore) | 1 | 93.0076 | 93.0076
TS-RAC-F9460 | ) | F9460 | TECNOSTEEL - Membrana passacavi ip65 su Piastra zincata,22 fori diversi per cavi da 3 a 12,5mm per rack a pavimento largh.600mm | 1 | 127.9662 | 127.9662
TS-RAC-F9461 | ) | F9461 | TECNOSTEEL - Membrana passacavi ip65 su Piastra zincata,tonda,19 fori per cavi ø da 3 a 5 mm per rack a pavimento largh.600mm | 1 | 124.9504 | 124.9504
TS-RAC-F9462 | ) | F9462 | TECNOSTEEL - Membrana passacavi ip65 su Piastra zincata,tonda,8 fori per cavi ø da 3 a 15,9mm per rack a pavimento largh.600mm | 1 | 124.9504 | 124.9504
TS-RAC-F9525 | ) | F9525 | TECNOSTEEL - Membrana passacavi ip65 su Piastra zincata,22 fori diversi per cavi da 3 a 12,5mm per rack a pavimento largh.800mm | 1 | 127.9662 | 127.9662
TS-RAC-F9526 | ) | F9526 | TECNOSTEEL - Membrana passacavi ip65 su Piastra zincata,tonda,19 fori per cavi ø da 3 a 5 mm per rack a pavimento largh.800mm | 1 | 124.9504 | 124.9504
TS-RAC-F9527 | ) | F9527 | TECNOSTEEL - Membrana passacavi ip65 su Piastra zincata,tonda,8 fori per cavi ø da 3 a 15,9mm per rack a pavimento largh.800mm | 1 | 124.9504 | 124.9504
TS-RAC-F8735 | ) | F8735 | TECNOSTEEL - Coppia di montanti posteriori 19" - 25U | 1 | 117.0609 | 117.0609
TS-RAC-F8736 | ) | F8736 | TECNOSTEEL - Coppia di montanti posteriori 19" - 42U | 1 | 164.5384 | 164.5384
TS-RAC-F9530 | ) | F9530 | TECNOSTEEL - Maniglia girevole cromata per porta con chiave 333 | 1 | 80.1973 | 80.1973
TS-RAC-F9465 | ) | F9465 | TECNOSTEEL - Membrana passacavi rettangolare 22 fori diversi per cavi ø da 3 a 12,5mm | 1 | 122.8434 | 122.8434
TS-RAC-F9466 | ) | F9466 | TECNOSTEEL - Membrana passacavi tonda 19 fori per cavi ø da 3 a 5 mm | 1 | 119.9587 | 119.9587
TS-RAC-F9467 | ) | F9467 | TECNOSTEEL - Membrana passacavi tonda 8 fori per cavi ø da 3 a 15,9mm | 1 | 119.9587 | 119.9587
TS-RAC-F9495 | ) | F9495 | TECNOSTEEL - Impugnatura con inserto con chiave a cifratura random | 1 | 48.1067 | 48.1067
TS-RAC-F9496 | ) | F9496 | TECNOSTEEL - Impugnatura con inserto FIAT per maniglia cromata | 1 | 48.1067 | 48.1067
TS-RAC-F9497 | ) | F9497 | TECNOSTEEL - Impugnatura con inserto a doppia aletta per maniglia cromata | 1 | 48.1067 | 48.1067
TS-RAC-F9498 | ) | F9498 | TECNOSTEEL - Impugnatura con inserto a perno quadro per maniglia cromata | 1 | 48.1067 | 48.1067
TS-RAC-F9499 | ) | F9499 | TECNOSTEEL - Impugnatura con inserto a perno a triangolo per maniglia cromata | 1 | 48.1067 | 48.1067
Accessori
TS-RAC-F9030-21 | ) | F9030-21 | TECNOSTEEL - Pannello passapermute, 4 anelli in palstica, 1u-21''etsi | 1 | 24.8298 | 24.8298
TS-RAC-F9292-21 | ) | F9292-21 | TECNOSTEEL - Ripiano fisso, a sbalzo, prof.200mm, portata 15kg, 1u etsi-21'' | 1 | 26.3072 | 26.3072
TS-RAC-F9001-21 | ) | F9001-21 | TECNOSTEEL - Ripiano fisso, a sbalzo, prof.400mm, portata 25kg, 2u etsi-21'' | 1 | 51.1849 | 51.1849
TS-RAC-F9100-21 | ) | F9100-21 | TECNOSTEEL - Ripiano fisso, 4montanti, prof.470mm, portata 80kg, 2u etsi-21'' | 1 | 65.5231 | 65.5231
TS-RAC-F9008-21 | ) | F9008-21 | TECNOSTEEL - Ripiano estensibile, 4montanti, prof.427=&gt.755mm, portata 30kg, 1u etsi-21'' | 1 | 117.4296 | 117.4296
TS-RAC-F9012-21 | ) | F9012-21 | TECNOSTEEL - Pannello cieco 1u-21''etsi | 1 | 18.1984 | 18.1984
TS-RAC-F9102-21 | ) | F9102-21 | TECNOSTEEL - Pannello cieco 2u-21''etsi | 1 | 23.3524 | 23.3524
TS-RAC-F9013-21 | ) | F9013-21 | TECNOSTEEL - Pannello cieco 3u-21''etsi | 1 | 25.3822 | 25.3822
TS-RAC-F9331 | ) | F9331 | TECNOSTEEL - Coppia staffe riduttrici 21''=&gt.19''-1u, con viteria | 1 | 14.8905 | 14.8905
TS-RAC-F9332 | ) | F9332 | TECNOSTEEL - Coppia staffe riduttrici 21''=&gt.19''-2u, con viteria | 1 | 19.8602 | 19.8602
TS-RAC-F9333 | ) | F9333 | TECNOSTEEL - Coppia staffe riduttrici 21''=&gt.19''-3u, con viteria | 1 | 24.8298 | 24.8298
TS-RAC-F9074-21 | ) | F9074-21 | TECNOSTEEL - Coppia montanti 19''-24u per armadi etsi | 1 | 83.9392 | 83.9392
TS-RAC-F9070-21 | ) | F9070-21 | TECNOSTEEL - Coppia montanti 19''-47u per armadi etsi | 1 | 113.7531 | 113.7531
TS-RAC-F9977 | ) | F9977 | TECNOSTEEL - Staffa di fissaggio a parete l.600mm | 1 | 34.2462 | 34.2462

## TS ALIMENTAZIONE
Listino Giugno22 |  |  | WWW.COMPASSTECH.IT
Indice
Tecnosteel
Cod. Compass |  | Cod. Vendor | Descrizione | MOQ | End-User | Netto
Canaline di alimentazione ActiPower
ActiPower
TS-PWR-T3702 | ) | T3702 | TECNOSTEEL - PDU 32A, 3fase, 3interruttori 32A,18xC13+6xC19 - Switched - connettori sensori ambientali: 2 T/H - 0U | 1 | 2394.5325 | 2394.5325
TS-PWR-T3706 | ) | T3706 | TECNOSTEEL - PDU 32A, 1Fase, 2 interruttori 16A, 24 Schuko - Metered - RADIUS - connettori sensori ambientali: 2 T/H - 0U | 1 | 1728.2858 | 1728.2858
TS-PWR-T3711 | ) | T3711 | TECNOSTEEL - PDU 32A, 3Fase, 3interruttori 32A, 30xC13 + 12xC19 - Metered - RADIUS - connettori sensori ambientali: 2T/H - 0U | 1 | 1940.7496 | 1940.7496
TS-PWR-T3712 | ) | T3712 | TECNOSTEEL - PDU 32A,3Fase,2 inter 16A,18xC13 + 6xC19 Switched acc/spegn singola presa connettori sensori ambientali: 2 T/H 0U | 1 | 2684.2043 | 2684.2043
TS-PWR-F3931 | ) | F3931 | TECNOSTEEL - ActiPower 32A - 3Fase, 4Cx19+12xC13 - switched - RADIUS - aggancio rapido e cavo 2m con spina industriale - 0U | 1 | 3379.41 | 3379.41
TS-PWR-T3100HS | ) | T3100HS | TECNOSTEEL - 32A monofase doppia alim. per la conn. di 1xSchuko, 3xC19 e 1xIEC309 per ogni linea. Pensato per la ridondanza. | 1 | 2243.2738 | 2243.2738
SENSORI
TS-PWR-F3550 | ) | F3550 | TECNOSTEEL - Sensore apertura porte-ActiPower | 1 | 116.6486 | 116.6486
TS-PWR-F3551 | ) | F3551 | TECNOSTEEL - Sensore temperatura/umidita'-ActiPower | 1 | 140.7979 | 140.7979
TS-PWR-F3552 | ) | F3552 | TECNOSTEEL - Sensore presenza fumi-ActiPower | 1 | 181.003 | 181.003
TS-PWR-F3553 | ) | F3553 | TECNOSTEEL - Sensore presenza liquidi-ActiPower | 1 | 422.4258 | 422.4258
PDU Standard
TS-PWR-F3020N | ) | F3020NS | TECNOSTEEL - Barra di alim 6 prese, interruttore luminoso, colore nero - Lung. cavo 2 mt. - 1U | 1 | 85.9746 | 85.9746
TS-PWR-F3021N | ) | F3021NS | TECNOSTEEL - Barra di alim 5 prese, interruttore magnetotermico 1P+N, colore nero - 1U | 1 | 98.5309 | 98.5309
TS-PWR-F3022N | ) | F3022NS | TECNOSTEEL - Barra di alim 6 prese, interruttore magnetotermico bipolare, colore nero - Lung. cavo 2 mt. - 1U | 1 | 111.0546 | 111.0546
TS-PWR-F3040N | ) | F3040N | TECNOSTEEL - Barra di alim 9 prese, interruttore magnetotermico 1P+N, colore nero - Lung. cavo 2 mt. - 1U | 1 | 214.8469 | 214.8469
TS-PWR-F3041N | ) | F3041NS | TECNOSTEEL - Barra di alim 9 prese, spia luminosa, colore nero - Lung. cavo 2 mt. - 1U | 1 | 114.6653 | 114.6653
TS-PWR-F3052N | ) | F3052NS | TECNOSTEEL - Barra di alim 12 prese, interruttore magnetotermico bipolare, colore nero - 0U | 1 | 235.1649 | 235.1649
TS-PWR-F3053N | ) | F3053NS | TECNOSTEEL - Barra di alim 12 prese, interruttore luminoso, colore nero - 0U | 1 | 183.9583 | 183.9583
TS-PWR-F3067N | ) | F3067N | TECNOSTEEL - Barra di alim 32A 220V-6+6 prese IEC320 C13-2termici e 2spie luminose,c/spina industriale - 1U | 1 | 360.4058 | 360.4058
TS-PWR-F3068N | ) | F3068N | TECNOSTEEL - Barra di alimentazione 32a 220v-4 prese c19 4termici e 4spie luminose,c/cavo 3m. e spina 60309 - 1u | 1 | 490.1218 | 490.1218
TS-PWR-F3069N | ) | F3069N | TECNOSTEEL - Barra di alimentazione 16a 250v-6prese iec320 c13-interruttore luminoso, senza spina - 1u | 1 | 101.1598 | 101.1598
TS-PWR-F3071N | ) | F3071N | TECNOSTEEL - Barra di alim 32A 220V-6prese IEC320 C19+18prese C13-amperometro digitale,aggancio rapido e spina industriale - 0U | 1 | 645.6984 | 645.6984
TS-PWR-T3101H | ) | T3101H | TECNOSTEEL - Barra di alim 16A 250V-12 prese IEC320 C13-magnetormico 16A,spia LED,modulo input IEC320 C20,cavo da acquistarsi separ 1U | 1 | 115.4121 | 115.4121
TS-PWR-T3102H | ) | T3102H | TECNOSTEEL - Barra di alim 16A 250V-6 prese IEC320 C19-magnetormico 16A,spia LED, modulo input IEC320 C20,cavo da acquistarsi separ 1U | 1 | 130.6144 | 130.6144
TS-PWR-F3560 | ) | F3560 | TECNOSTEEL - Cavo di alim C19 SCHUKO 2,5 metri, diametro 3x1,5mm2 - 0U | 1 | 17.9758 | 17.9758
TS-PWR-F3561 | ) | F3561 | TECNOSTEEL - Cavo di alim C19=&gt.C20, 2,5 metri, diametro 3x1,5mm2 - 0U | 1 | 17.9758 | 17.9758
FIRE FIGHTER
OneView
TS-VDR-F9857N | ) | F9857N | TECNOSTEEL - Unita' KVM - monitor 17'''', tastiera italiana e touch pad mouse con switch intercambiabile | 1 | 1979.0819 | 1979.0819
TS-VDR-F9808N | ) | F9808N | TECNOSTEEL - Modulo switch da 8 porte con cavi combi USB&PS/2 inclusi, alimentatore escluso | 1 | 827.1951 | 827.1951
TS-VDR-F9816N | ) | F9816N | TECNOSTEEL - Modulo switch da 16 porte con cavi combi USB&PS/2 inclusi, senza alimentatore | 1 | 1096.8198 | 1096.8198
TS-VDR-F9858 | ) | F9858 | TECNOSTEEL - Cavo 5 metri per switch KVM | 1 | 95.2786 | 95.2786
UNITA' DI MONITORAGGIO
TS-RAC-F9172 | ) | F9172 | TECNOSTEEL - Poseidon2 3266-Supporta HTML, Modbus e SNMP,invia allarmi e-mails e SNMP traps.Fino a 8 sensori e 4 digital input. | 1 | 1286.8906 | 1286.8906
TS-RAC-F9269 | ) | F9269 | TECNOSTEEL - Poseidon 4002.Invia allarmi e-mail e sms,protocollo SNMP.controlla fino a 18contatti/sensori e la maniglia elettronica | 1 | 2344.5353 | 2344.5353
SENSORI
TS-RAC-F2286 | ) | F2286 | TECNOSTEEL - Sensore apertura porte MK4 con cavo lung.3metri | 1 | 74.9981 | 74.9981
TS-RAC-F9149 | ) | F9149 | TECNOSTEEL - Sensore di allagamento con attacco RJ11 e cavo 3m. | 1 | 237.5387 | 237.5387
TS-RAC-F9142 | ) | F9142 | TECNOSTEEL - Sensore di temperatura/umidita' | 1 | 295.1092 | 295.1092
TS-RAC-F9143 | ) | F9143 | TECNOSTEEL - Sensore fumo con alimentatore | 1 | 347.1687 | 347.1687
TS-RAC-F9166 | ) | F9166 | TECNOSTEEL - Power Egg. Verifica presenza alimentazione esterna (230V) | 1 | 397.4692 | 397.4692

## Eta
Listino Giugno22 |  |  | WWW.COMPASSTECH.IT
Indice
E.t.a.
Cod. Compass |  | Cod. Vendor | Descrizione | MOQ | End-User | Netto
Abacus a pavimento
ET-RKF-E6642 | L | AESSE062006PVZF | ABACUS - Armadio 19'' porta vetro, retro e laterali ciechi, 600x2000x600, 42U, zoccolo 100mm Grigio | 1 | 905.5 | 905.5
ET-RKF-E6624 | L | AESSE061206PVZF | ABACUS - Armadio 19'' porta vetro, retro e laterali ciechi, 600X1200X600, 24U, zoccolo 100mm Grigio | 1 | 769.6 | 769.6
Abacus Server
ET-RKF-E8142 | L | AESSE082010PVZNF | ABACUS - Armadio Server 19'' doppio montante,porta vetro,retro e laterali ciechi,800X2000X1000 42U,zoccolo 100mm Nero | 1 | 1411.2 | 1411.2
ET-RKF-E6142/APG | L | AESSE062010PSZNF | ABACUS - Armadio Server 19'' doppio montante,porta areata ant e post,laterali ciechi,600X2000X1000 42U,zoccolo 100mm Nero | 1 | 1437.9 | 1437.9
ET-RKF-E8142/APG | L | AESSE082010PSZNF | ABACUS - Armadio Server 19'' doppio montante,porta areata ant e post,laterali ciechi,800X2000X1000 42U,zoccolo 100mm Nero | 1 | 1593.1 | 1593.1
Abacus a parete
ET-RKW-APRO6650B | J | APRO6650B | Box Abacus Pro 13U 600x600x500 serie indoor con porta cieca Nero | 1 | 447.5412 | 447.5412
Accessori
ET-CLI-AEP0251 | J | AEP0251 | Gruppo di ventilazione tetto con 2 ventole senza termostato Nero | 1 | 149.5908 | 149.5908
ET-CLI-AEP0252 | J | AEP0252 | Gruppo di ventilazione tetto con 4 ventole senza termostato Nero | 1 | 248.8104 | 248.8104
ET-CLI-AEP0253 | J | AEP0253 | Gruppo di ventilazione tetto con 6 ventole senza termostato Nero | 1 | 318.4812 | 318.4812
ET-CLI-AEP0255 | J | AEP0255 | Gruppo di ventilazione tetto con 4 ventole con termostato Nero | 1 | 287.28 | 287.28
ET-RAC-AEP0144 | J | AEP0144 | Coppia fasce di tamp. Anelli 42U Ral 9011 bucciato | 1 | 154.4724 | 154.4724
ET-RAC-AEMK422000 | J | AEMK422000 | Coppia montanti 19'' 42U | 1 | 136.5876 | 136.5876
ET-RAC-AERU-001 | J | AERU-001 | Kit 4 ruote in poliammide | 1 | 135.3132 | 135.3132
ET-RAC-AEKU-005 | J | AEKU-005 | Kit di unione Enux stampato (4 pezzi) | 1 | 20.0556 | 20.0556
ET-RAC-WTGS-001 | J | WTGS-001 | Golfari di sollevamento zincopassivati M12 (4 pezzi) | 1 | 14.6988 | 14.6988

## Legrand RACK
Listino Giugno22 |  |  | WWW.COMPASSTECH.IT
Indice
Legrand
Cod. Compass |  | Cod. Vendor | Descrizione | MOQ |  | End-User | Netto
PDU
BT-PWR-PXE-1847 | K | PXE-1847 | PDU:1PH,230‐240V,32A,2x16A Circuit Breakers,42 Outlets:36x IEC C13 and 6 x IEC C19,Plug:IEC 60309 32A, 7.4 – 7.7 kVA,0U Vertical | 1 |  | 766 | 766
BT-PWR-PXE-1488 | K | PXE-1488 | PDU: 1PH, 230‐240V, 16A, 24 Outlets: 20x IEC C13 and 4x IEC C19, Plug: IEC 60309 16A, 3.7 – 3.8 kVA, 0U Vertical | 1 |  | 470 | 470
BT-PWR-646815 | ) | LG-646815 | PDU 19" 12 C13 with cord locking system with 3 mt cable 16A IEC60309 2P+E plug | 1 |  | 70.3 | 70.3
BT-PWR-646861 | ) | LG-646861 | PDU Vertical 20 C13 +4 C19 outlets with cord locking , with MCB with 3mt cable 32A IEC60309 2P+E plug | 1 |  | 377.34 | 377.34
ARMADI X CABLAGGIO
BT-RKF-646764 | ) | LG-646764 | Legrand - armadio 42U 800x800,4 piedini di livel,porta ant cristallo,3 pannelli ciechi con serratura,kit messa a terra,RAL7016 | 1 |  | 1230.8 | 1230.8
BT-RKF-646760 | ) | LG-646760 | Legrand - armadio 42U 600x600,4 piedini di livel,porta ant cristallo,3 pannelli ciechi con serratura,kit messa a terra,RAL7016 | 1 |  | 932.558 | 932.558
BT-RKF-646751 | ) | LG-646751 | Legrand - armadio 24U 800x800, 4 piedini di livel,po3 pannelli ciechi con serratura, kit di messa a terra, RAL7016 | 1 |  | 974 | 974
BT-RKF-646750 | ) | LG-646750 | Legrand - armadio 24U 600x600, 4 piedini di livellamento, 3 pannelli ciechi con serratura, kit di messa a terra, RAL7016 | 1 |  | 804.0668 | 804.0668
ACCESSORI RACK
BT-RAC-646400 | ) | LG-646400 | BTICINO - Zoccolo 6X6, h.100mm., RAL 7016 | 1 |  | 135.2055 | 135.2055
BT-RAC-646403 | ) | LG-646403 | BTICINO - Zoccolo 8X8, h.100mm., RAL7016 | 1 |  | 163.07 | 163.07
BT-RAC-646342 | ) | LG-646342 | BTICINO - Montanti 42U | 1 |  | 43.26 | 43.26
BT-RAC-646340 | ) | LG-646340 | BTICINO - Montanti 24U | 1 |  | 29.55 | 29.55
BT-RAC-646430 | ) | LG-646430 | BTICINO - Gruppo 2 ventole termostatate, cavo da 2,5 m, RAL 7016 | 1 |  | 146.65 | 146.65
BT-RAC-646431 | ) | LG-646431 | BTICINO - Gruppo 4 ventole termostatate, cavo da 2,5 m, RAL 7016 | 1 |  | 180.59 | 180.59
BT-RAC-646505 | ) | LG-646505 | BTICINO - Mensola per rack prof. 600mm., prof. 425mm, 4 punti, max50kg., colore nero | 1 |  | 88.62 | 88.62
BT-RAC-646506 | ) | LG-646506 | BTICINO - Mensola per rack prof. 800mm., prof. 625mm, 4 punti, max50kg., colore nero | 1 |  | 99.81 | 99.81
BT-RAC-646507 | ) | LG-646507 | BTICINO - Mensola per rack prof. 1000mm., prof. 625mm, 4 punti, max.50kg., colore nero | 1 |  | 101.33 | 101.33
BT-RAC-646508 | ) | LG-646508 | BTICINO - Mensola estraibile per rack prof. 600mm. , prof. 425.mm, carico 30kg., altezza 1U, colore nero | 1 |  | 116.36 | 116.36
BT-RAC-646509 | ) | LG-646509 | BTICINO - Mensola estraibile per rack prof. 800mm. , prof. 625.mm, carico 30kg., altezza 1U, colore nero | 1 |  | 135.75 | 135.75
BT-RAC-646510 | ) | LG-646510 | BTICINO - Mensola estraibile per rack prof. 1000mm. , prof. 825.mm, carico 30kg., altezza 1U, colore nero | 1 |  | 198.17 | 198.17
BT-RAC-646520 | ) | LG-646520 | BTICINO - Passacavi 19", 1 Unità, con 5 anelli antisgancio | 1 | ↓ | 21 | 21
BT-RAC-046482 | ) | LG-046482 | BTICINO - Kit 4 ruote pivottanti, di cui 2 con freno, portata 500kg. | 1 |  | 66.66 | 66.66
BT-RAC-BRACKET-PDU | K | BRACKET-PDU | BTICINO - Coppia di staffe per quick fix (verso retro) PDU Legrand/Raritan in armadi Varicon | 1 |  | 20.995 | 20.995
BT-RAC-646425 | ) | LG-646425 | BTICINO - Set di 6 anelli guida cavo metallo, Dim. utile : 65 x 145 mm, linkeo larg.800mm. | 1 |  | 35.69 | 35.69
BT-RAC-646421 | ) | LG-646421 | BTICINO - Griglia discesa cavi laterale | 1 |  | 107.87 | 107.87

## Legrand UPS
Listino Giugno22 |  |  | WWW.COMPASSTECH.IT
Indice
Bticino
Cod. Compass |  | Cod. Vendor | Descrizione | MOQ | End-User | Netto
Trimod
BT-UPS-LG-310851 | ) | LG-310851 | Caricabatt aggiuntivo Trimod | 1 | 814.47 | 814.47
BT-UPS-LG-310845 | ) | LG-310845 | Cassetto batterie Trimod 9Ah | 1 | 302.45 | 302.45
BT-UPS-LG-310875 | ) | LG-310875 | Cassetto batterie Trimod 9Ah Long Life 10 anni | 1 | 378.82 | 378.82
BT-UPS-LG-310854 | ) | LG-310854 | Kit 4 cassetti batterie Trimod vuoti | 1 | 220.85 | 220.85
BT-UPS-LG-310805 | ) | LG-310805 | Cabinet batterie Trimod 16C vuoto | 1 | 2581.68 | 2581.68
BT-UPS-LG-310760 | ) | LG-310760 | Cabinet batterie Trimod 1kb 9 Ah | 1 | 3195.61 | 3195.61
BT-UPS-LG-310806 | ) | LG-310806 | Cabinet batterie Trimod 20C vuoto | 1 | 3325.3 | 3325.3
BT-UPS-LG-310761 | ) | LG-310761 | Cabinet batterie Trimod 2kb 9 Ah | 1 | 4306.22 | 4306.22
BT-UPS-LG-310762 | ) | LG-310762 | Cabinet batterie Trimod 3kb 9 Ah | 1 | 5366.67 | 5366.67
BT-UPS-LG-310763 | ) | LG-310763 | Cabinet batterie Trimod 4kb 9 Ah | 1 | 6466.99 | 6466.99
BT-UPS-LG-310764 | ) | LG-310764 | Cabinet batterie Trimod 5kb 9 Ah | 1 | 8195.14 | 8195.14
BT-UPS-LG-310422 | ) | LG-310422 | UPS Trimod HE Power Cabinet per 10 kVA ( 3power slot/12 Batt slot) | 1 | 3763.17 | 3763.17
BT-UPS-LG-310431 | ) | LG-310431 | UPS Trimod HE Power Cabinet per 10 kVA ( 3power slot/16 Batt slot) | 1 | 4431.66 | 4431.66
BT-UPS-LG-310423 | ) | LG-310423 | UPS Trimod HE Power Cabinet per 15/20 kVA ( 3power slot/12 Batt slot) | 1 | 4025.23 | 4025.23
BT-UPS-LG-310433 | ) | LG-310433 | UPS Trimod HE Power Cabinet per 15/20 kVA ( 3power slot/16 Batt slot) | 1 | 4431.66 | 4431.66
BT-UPS-LG-310432 | ) | LG-310432 | UPS Trimod HE Power Cabinet per 15/20 kVA ( 6power slot/12 Batt slot) | 1 | 4877.93 | 4877.93
BT-UPS-LG-310434 | ) | LG-310434 | UPS Trimod HE Power Cabinet per 30 kVA ( 6power slot/12 Batt slot) solo 3/3 | 1 | 4815.65 | 4815.65
BT-UPS-LG-310425 | ) | LG-310425 | UPS Trimod HE Power Cabinet per 30 kVA ( 6power slot/No Batt slot) 3/1, 1/1, 3/1 | 1 | 4867.55 | 4867.55
BT-UPS-LG-310424 | ) | LG-310424 | UPS Trimod HE Power Cabinet per 30 kVA ( 6power slot/No Batt slot) solo 3/3 | 1 | 4006.13 | 4006.13
BT-UPS-LG-310426 | ) | LG-310426 | UPS Trimod HE Power Cabinet per 40 kVA ( 6power slot/No Batt slot) solo 3/3 | 1 | 4255.22 | 4255.22
BT-UPS-LG-310427 | ) | LG-310427 | UPS Trimod HE Power Cabinet per 60 kVA ( 6power slot/No Batt slot) solo 3/3 | 1 | 4997.29 | 4997.29
BT-UPS-LG-310869 | ) | LG-310869 | Modulo potenza Trimod HE 3,4kVA | 1 | 1166.03 | 1166.03
BT-UPS-LG-310871 | ) | LG-310871 | Modulo potenza Trimod HE 5kVA | 1 | 1460.32 | 1460.32
BT-UPS-LG-310873 | ) | LG-310873 | Modulo potenza Trimod-Archimod HE 6,7kVA | 1 | 2207.69 | 2207.69
BT-UPS-LG-310396 | ) | LG-310396 | UPS Trimod HE 10 kVA 0min | 1 | 7023.18 | 7023.18
BT-UPS-LG-310442 | ) | LG-310442 | UPS Trimod HE 10 kVA 11 min | 1 | 7861.77 | 7861.77
BT-UPS-LG-310443 | ) | LG-310443 | UPS Trimod HE 10 kVA 17 min | 1 | 8375.41 | 8375.41
BT-UPS-LG-310444 | ) | LG-310444 | UPS Trimod HE 10 kVA 35 min | 1 | 10205.94 | 10205.94
BT-UPS-LG-310397 | ) | LG-310397 | UPS Trimod HE 10 kVA Alto 0min | 1 | 7652.12 | 7652.12
BT-UPS-LG-310402 | ) | LG-310402 | UPS Trimod HE 10 kVA Alto 49min | 1 | 11497.74 | 11497.74
BT-UPS-LG-310408 | ) | LG-310408 | UPS Trimod HE 15 kVA 0min | 1 | 7636.4 | 7636.4
BT-UPS-LG-310445 | ) | LG-310445 | UPS Trimod HE 15 kVA 13 min | 1 | 9476.06 | 9476.06
BT-UPS-LG-310446 | ) | LG-310446 | UPS Trimod HE 15 kVA 21 min | 1 | 11074.61 | 11074.61
BT-UPS-LG-310403 | ) | LG-310403 | UPS Trimod HE 15 kVA Alto 0min | 1 | 8236.02 | 8236.02
BT-UPS-LG-310407 | ) | LG-310407 | UPS Trimod HE 15 kVA Alto 29min | 1 | 11762.39 | 11762.39
BT-UPS-LG-310414 | ) | LG-310414 | UPS Trimod HE 20 kVA 0min | 1 | 8480.23 | 8480.23
BT-UPS-LG-310448 | ) | LG-310448 | UPS Trimod HE 20 kVA 14 min | 1 | 11624.94 | 11624.94
BT-UPS-LG-310447 | ) | LG-310447 | UPS Trimod HE 20 kVA 9 min | 1 | 10996 | 10996
BT-UPS-LG-310409 | ) | LG-310409 | UPS Trimod HE 20 kVA Alto 0min | 1 | 9109.18 | 9109.18
BT-UPS-LG-310413 | ) | LG-310413 | UPS Trimod HE 20 kVA Alto 20min | 1 | 13167.01 | 13167.01
BT-UPS-LG-310418 | ) | LG-310418 | UPS Trimod HE 30 kVA 0min | 1 | 9959.4 | 9959.4
BT-UPS-LG-310417 | ) | LG-310417 | UPS Trimod HE 30 kVA 8min | 1 | 14938.23 | 14938.23
BT-UPS-LG-310415 | ) | LG-310415 | UPS Trimod HE 30 kVA Alto 0min | 1 | 11790.06 | 11790.06
BT-UPS-LG-310419 | ) | LG-310419 | UPS Trimod HE 40 kVA 0min | 1 | 11771.12 | 11771.12
BT-UPS-LG-310420 | ) | LG-310420 | UPS Trimod HE 60 kVA 0min | 1 | 14949.01 | 14949.01
SW
BT-UPS-LG-310890 | ) | LG-310890 | RCCMD AS/400 n.1 licenza - sw shutdown | 1 | 582.09 | 582.09
BT-UPS-LG-310885 | ) | LG-310885 | RCCMD multi OS - software shutdown | 1 | 57.36 | 57.36
BT-UPS-LG-310887 | ) | LG-310887 | RCCMD multi OS n.10 licenze - sw shutdown | 1 | 448.23 | 448.23
BT-UPS-LG-310888 | ) | LG-310888 | RCCMD multi OS n.25 licenze - sw shutdown | 1 | 1045.86 | 1045.86
BT-UPS-LG-310886 | ) | LG-310886 | RCCMD multi OS n.5 licenze - sw shutdown | 1 | 229.39 | 229.39
BT-UPS-LG-310889 | ) | LG-310889 | RCCMD multi OS n.50 licenze - sw shutdown | 1 | 2004.21 | 2004.21
BT-UPS-LG-310899 | ) | LG-310899 | Sensor Manager x CS121/CS121SK + sens SM_T | 1 | 635.38 | 635.38
BT-UPS-LG-310902 | ) | LG-310902 | Sensore apertura porte | 1 | 39.56 | 39.56
BT-UPS-LG-310903 | ) | LG-310903 | SM_FLASH segnalazione luminosa | 1 | 189.01 | 189.01
BT-UPS-LG-310900 | ) | LG-310900 | SM_T sensore temperatura x Sensor Manager | 1 | 206.77 | 206.77
BT-UPS-LG-310897 | ) | LG-310897 | SM_T_COM sens temperatura CS121/CS121SK | 1 | 261.1 | 261.1
BT-UPS-LG-310901 | ) | LG-310901 | SM_T_H sens temperatura/umidita xSenManager | 1 | 487.46 | 487.46
BT-UPS-LG-310898 | ) | LG-310898 | SM_T_H_COM sens temperatura/umidita CS121 | 1 | 416.52 | 416.52
BT-UPS-LG-310932 | ) | LG-310932 | SMNP CS 141 (EXTERNAL) | 1 | 783.34 | 783.34
BT-UPS-LG-310933 | ) | LG-310933 | SMNP CS 141B (EXTERNAL) | 1 | 519.86 | 519.86
BT-UPS-LG-310935 | ) | LG-310935 | SMNP CS141M SK WITH RS485 MODBUS INTERFACE | 1 | 1195.86 | 1195.86
BT-UPS-LG-310934 | ) | LG-310934 | SMNP CS141M WITH RS485 MODBUS INTERFACE | 1 | 1195.86 | 1195.86
BT-UPS-LG-310930 | ) | LG-310930 | SNMP CS 141 SK CARD (SLOT) | 1 | 783.34 | 783.34
BT-UPS-LG-310931 | ) | LG-310931 | SNMP CS 141B SK CARD (SLOT) | 1 | 519.86 | 519.86
BT-UPS-LG-310879 | ) | LG-310879 | UPS MANAGEMENT SW RS232 | 1 | 93.78 | 93.78
BT-UPS-LG-310880 | ) | LG-310880 | UPS MANAGEMENT SW USB | 1 | 96.59 | 96.59
BT-UPS-LG-310893 | ) | LG-310893 | UNMS (Nr. 150 licenze) | 1 | 7121.06 | 7121.06
BT-UPS-LG-310891 | ) | LG-310891 | UNMS (Nr. 25 licenze) | 1 | 2373.69 | 2373.69
BT-UPS-LG-310892 | ) | LG-310892 | UNMS (Nr. 50 licenze) | 1 | 4586.2 | 4586.2
SINEWAVE
BT-UPS-LG-310006 | ) | LG-310006 | UPS Niky S Sinewawe 1 kVA IEC |  | 631.1 | 631.1
BT-UPS-LG-310020 | ) | LG-310020 | UPS Niky S Sinewawe 1,5 kVA IEC | 1 | 793.37 | 793.37
BT-UPS-LG-310007 | ) | LG-310007 | UPS Niky S Sinewawe 2 kVA IEC | 1 | 985.48 | 985.48
BT-UPS-LG-310008 | ) | LG-310008 | UPS Niky S Sinewawe 3 kVA IEC | 1 | 1350.61 | 1350.61
SERVIZI
BT-UPS-LG-310700 | ) | LG-310700 | CONTR.ASSIST.ARCHIMOD 100 CANONE A | 1 | 4423.62 | 4423.62
BT-UPS-LG-310701 | ) | LG-310701 | CONTR.ASSIST.ARCHIMOD 100 CANONE B | 1 | 4047.75 | 4047.75
BT-UPS-LG-310702 | ) | LG-310702 | CONTR.ASSIST.ARCHIMOD 100 CANONE C | 1 | 3469.5 | 3469.5
BT-UPS-LG-310703 | ) | LG-310703 | CONTR.ASSIST.ARCHIMOD 100 CANONE D | 1 | 2891.25 | 2891.25
BT-UPS-LG-310704 | ) | LG-310704 | CONTR.ASSIST.ARCHIMOD 100 CANONE E | 1 | 2428.65 | 2428.65
BT-UPS-LG-310705 | ) | LG-310705 | CONTR.ASSIST.ARCHIMOD 120 CANONE A | 1 | 4770.57 | 4770.57
BT-UPS-LG-310706 | ) | LG-310706 | CONTR.ASSIST.ARCHIMOD 120 CANONE B | 1 | 4192.31 | 4192.31
BT-UPS-LG-310707 | ) | LG-310707 | CONTR.ASSIST.ARCHIMOD 120 CANONE C | 1 | 3758.63 | 3758.63
BT-UPS-LG-310708 | ) | LG-310708 | CONTR.ASSIST.ARCHIMOD 120 CANONE D | 1 | 3469.5 | 3469.5
BT-UPS-LG-310709 | ) | LG-310709 | CONTR.ASSIST.ARCHIMOD 120 CANONE E | 1 | 2891.25 | 2891.25
BT-UPS-LG-310680 | ) | LG-310680 | CONTR.ASSIST.ARCHIMOD 20 CANONE A | 1 | 2891.25 | 2891.25
BT-UPS-LG-310681 | ) | LG-310681 | CONTR.ASSIST.ARCHIMOD 20 CANONE B | 1 | 2428.65 | 2428.65
BT-UPS-LG-310682 | ) | LG-310682 | CONTR.ASSIST.ARCHIMOD 20 CANONE C | 1 | 1734.76 | 1734.76
BT-UPS-LG-310683 | ) | LG-310683 | CONTR.ASSIST.ARCHIMOD 20 CANONE D | 1 | 1445.64 | 1445.64
BT-UPS-LG-310684 | ) | LG-310684 | CONTR.ASSIST.ARCHIMOD 20 CANONE E | 1 | 1156.5 | 1156.5
BT-UPS-LG-310685 | ) | LG-310685 | CONTR.ASSIST.ARCHIMOD 40 CANONE A | 1 | 3758.63 | 3758.63
BT-UPS-LG-310686 | ) | LG-310686 | CONTR.ASSIST.ARCHIMOD 40 CANONE B | 1 | 3108.11 | 3108.11
BT-UPS-LG-310687 | ) | LG-310687 | CONTR.ASSIST.ARCHIMOD 40 CANONE C | 1 | 2428.65 | 2428.65
BT-UPS-LG-310688 | ) | LG-310688 | CONTR.ASSIST.ARCHIMOD 40 CANONE D | 1 | 1734.76 | 1734.76
BT-UPS-LG-310689 | ) | LG-310689 | CONTR.ASSIST.ARCHIMOD 40 CANONE E | 1 | 1358.9 | 1358.9
BT-UPS-LG-310690 | ) | LG-310690 | CONTR.ASSIST.ARCHIMOD 60 CANONE A | 1 | 3758.63 | 3758.63
BT-UPS-LG-310691 | ) | LG-310691 | CONTR.ASSIST.ARCHIMOD 60 CANONE B | 1 | 3180.39 | 3180.39
BT-UPS-LG-310692 | ) | LG-310692 | CONTR.ASSIST.ARCHIMOD 60 CANONE C | 1 | 2746.7 | 2746.7
BT-UPS-LG-310693 | ) | LG-310693 | CONTR.ASSIST.ARCHIMOD 60 CANONE D | 1 | 2125.06 | 2125.06
BT-UPS-LG-310694 | ) | LG-310694 | CONTR.ASSIST.ARCHIMOD 60 CANONE E | 1 | 1734.76 | 1734.76
BT-UPS-LG-310695 | ) | LG-310695 | CONTR.ASSIST.ARCHIMOD 80 CANONE A | 1 | 4192.31 | 4192.31
BT-UPS-LG-310696 | ) | LG-310696 | CONTR.ASSIST.ARCHIMOD 80 CANONE B | 1 | 3614.06 | 3614.06
BT-UPS-LG-310697 | ) | LG-310697 | CONTR.ASSIST.ARCHIMOD 80 CANONE C | 1 | 3108.11 | 3108.11
BT-UPS-LG-310698 | ) | LG-310698 | CONTR.ASSIST.ARCHIMOD 80 CANONE D | 1 | 2515.39 | 2515.39
BT-UPS-LG-310699 | ) | LG-310699 | CONTR.ASSIST.ARCHIMOD 80 CANONE E | 1 | 2125.06 | 2125.06
BT-UPS-LG-310485 | ) | LG-310485 | Contratto Assistenza Trimod 10 Standard A | 1 | 2023.88 | 2023.88
BT-UPS-LG-310486 | ) | LG-310486 | Contratto Assistenza Trimod 10 Standard B | 1 | 1648.02 | 1648.02
BT-UPS-LG-310487 | ) | LG-310487 | Contratto Assistenza Trimod 10 Standard C | 1 | 1358.9 | 1358.9
BT-UPS-LG-310488 | ) | LG-310488 | Contratto Assistenza Trimod 10 Standard D | 1 | 968.57 | 968.57
BT-UPS-LG-310489 | ) | LG-310489 | Contratto Assistenza Trimod 10 Standard E | 1 | 780.64 | 780.64
BT-UPS-LG-310490 | ) | LG-310490 | Contratto Assistenza Trimod 15 Standard A | 1 | 2226.25 | 2226.25
BT-UPS-LG-310491 | ) | LG-310491 | Contratto Assistenza Trimod 15 Standard B | 1 | 2038.34 | 2038.34
BT-UPS-LG-310492 | ) | LG-310492 | Contratto Assistenza Trimod 15 Standard C | 1 | 1445.64 | 1445.64
BT-UPS-LG-310493 | ) | LG-310493 | Contratto Assistenza Trimod 15 Standard D | 1 | 1069.76 | 1069.76
BT-UPS-LG-310494 | ) | LG-310494 | Contratto Assistenza Trimod 15 Standard E | 1 | 867.38 | 867.38
BT-UPS-LG-310495 | ) | LG-310495 | Contratto Assistenza Trimod 20 Standard A | 1 | 2327.46 | 2327.46
BT-UPS-LG-310496 | ) | LG-310496 | Contratto Assistenza Trimod 20 Standard B | 1 | 2125.06 | 2125.06
BT-UPS-LG-310497 | ) | LG-310497 | Contratto Assistenza Trimod 20 Standard C | 1 | 1546.83 | 1546.83
BT-UPS-LG-310498 | ) | LG-310498 | Contratto Assistenza Trimod 20 Standard D | 1 | 1156.5 | 1156.5
BT-UPS-LG-310499 | ) | LG-310499 | Contratto Assistenza Trimod 20 Standard E | 1 | 968.57 | 968.57
BT-UPS-LG-310500 | ) | LG-310500 | Contratto Assistenza Trimod 30 Standard A | 1 | 2717.78 | 2717.78
BT-UPS-LG-310501 | ) | LG-310501 | Contratto Assistenza Trimod 30 Standard B | 1 | 2125.06 | 2125.06
BT-UPS-LG-310502 | ) | LG-310502 | Contratto Assistenza Trimod 30 Standard C | 1 | 1937.13 | 1937.13
BT-UPS-LG-310503 | ) | LG-310503 | Contratto Assistenza Trimod 30 Standard D | 1 | 1546.83 | 1546.83
BT-UPS-LG-310504 | ) | LG-310504 | Contratto Assistenza Trimod 30 Standard E | 1 | 1156.5 | 1156.5
BT-UPS-LG-310505 | ) | LG-310505 | Contratto Assistenza Trimod 40 Standard A | 1 | 3686.35 | 3686.35
BT-UPS-LG-310506 | ) | LG-310506 | Contratto Assistenza Trimod 40 Standard B | 1 | 3093.65 | 3093.65
BT-UPS-LG-310507 | ) | LG-310507 | Contratto Assistenza Trimod 40 Standard C | 1 | 2717.78 | 2717.78
BT-UPS-LG-310508 | ) | LG-310508 | Contratto Assistenza Trimod 40 Standard D | 1 | 2313 | 2313
BT-UPS-LG-310509 | ) | LG-310509 | Contratto Assistenza Trimod 40 Standard E | 1 | 1734.76 | 1734.76
BT-UPS-LG-310510 | ) | LG-310510 | Contratto Assistenza Trimod 60 Standard A | 1 | 3874.29 | 3874.29
BT-UPS-LG-310511 | ) | LG-310511 | Contratto Assistenza Trimod 60 Standard B | 1 | 3296.03 | 3296.03
BT-UPS-LG-310512 | ) | LG-310512 | Contratto Assistenza Trimod 60 Standard C | 1 | 2891.25 | 2891.25
BT-UPS-LG-310513 | ) | LG-310513 | Contratto Assistenza Trimod 60 Standard D | 1 | 2515.39 | 2515.39
BT-UPS-LG-310514 | ) | LG-310514 | Contratto Assistenza Trimod 60 Standard E | 1 | 2125.06 | 2125.06
BT-UPS-LG-310520 | ) | LG-310520 | Energy Pack 4 | 1 | 202.46 | 202.46
BT-UPS-LG-310522 | ) | LG-310522 | Energy Pack 5 | 1 | 244.37 | 244.37
BT-UPS-LG-310515 | ) | LG-310515 | Energy Pack Exchange 1 | 1 | 62.83 | 62.83
BT-UPS-LG-310516 | ) | LG-310516 | Energy Pack Exchange 2 | 1 | 76.8 | 76.8
BT-UPS-LG-310517 | ) | LG-310517 | Energy Pack Exchange 3 | 1 | 90.75 | 90.75
BT-UPS-LG-310518 | ) | LG-310518 | Energy Pack Exchange 4 | 1 | 132.66 | 132.66
BT-UPS-LG-310519 | ) | LG-310519 | Energy Pack Exchange 5 | 1 | 258.32 | 258.32
BT-UPS-LG-310521 | ) | LG-310521 | Energy Pack Nex Day 1 | 1 | 272.29 | 272.29
BT-UPS-LG-310523 | ) | LG-310523 | Energy Pack Nex Day 2 | 1 | 370.03 | 370.03
BT-UPS-LG-310524 | ) | LG-310524 | Nex Day 1 | 1 | 188.51 | 188.51
BT-UPS-LG-310525 | ) | LG-310525 | Nex Day 2 | 1 | 265.3 | 265.3
BT-UPS-LG-310527 | ) | LG-310527 | Messa in servizio UPS | 1 | 642.48 | 642.48
ONLINE
BT-UPS-LG-310050 | L | LG-310050 | UPS Daker Dk On-Line 1 kVA Convertibile | 1 | A RICHIESTA | #VALUE!
BT-UPS-LG-310953 | ) | LG-310953 | Bypass manuale Dk 1,2,3k | 1 | 420.08 | 420.08
BT-UPS-LG-310952 | ) | LG-310952 | Kit guide supporto rack (2U) | 1 | 88.37 | 88.37
BT-UPS-LG-310969 | ) | LG-310969 | Scheda rele Daker DK | 1 | 160.68 | 160.68
BT-UPS-LG-310118 | ) | LG-310118 | UPS Whad Cab 1,25 kVA | 1 | 1094.03 | 1094.03
BT-UPS-LG-310117 | ) | LG-310117 | UPS Whad Cab 2,5 kVA | 1 | 2104.93 | 2104.93
BT-UPS-LG-310096 | ) | LG-310096 | UPS Whad OnLine 2 Kva | 1 | 1735.81 | 1735.81
BT-UPS-LG-310097 | ) | LG-310097 | UPS Whad OnLine 2,5 kVA | 1 | 2018.81 | 2018.81
BT-UPS-LG-310166 | ) | LG-310166 | UPS Whad OnLine 3 kVA HE | 1 | 2625.28 | 2625.28
BT-UPS-LG-310167 | ) | LG-310167 | UPS Whad OnLine 4 KVA HE | 1 | 2828.52 | 2828.52
BT-UPS-LG-310168 | ) | LG-310168 | UPS Whad OnLine 5 kVA HE | 1 | 3830.82 | 3830.82
BT-UPS-LG-310169 | ) | LG-310169 | UPS Whad OnLine 6 kVA HE | 1 | 4040.81 | 4040.81
BT-UPS-LG-310161 | ) | LG-310161 | UPS Whad OnLine He 1 kVA | 1 | 1071.94 | 1071.94
BT-UPS-LG-310164 | ) | LG-310164 | UPS Whad OnLine He 1 Kva no ext | 1 | 972 | 972
BT-UPS-LG-310162 | ) | LG-310162 | UPS Whad OnLine He 1,5 kVA | 1 | 1458.35 | 1458.35
BT-UPS-LG-310165 | ) | LG-310165 | UPS Whad OnLine He 1,5 kVA no ext | 1 | 1380.09 | 1380.09
BT-UPS-LG-310163 | ) | LG-310163 | UPS Whad OnLine He 800 Kva no ext | 1 | 738.4 | 738.4
BT-UPS-LG-310160 | ) | LG-310160 | UPS Whad OnLine He 800 VA | 1 | 740.75 | 740.75
BT-UPS-LG-310977 | ) | LG-310977 | Bypass manuale Whad 5-6k | 1 | 204.5 | 204.5
BT-UPS-LG-310971 | ) | LG-310971 | Cavo Y x battery aggiuntivo Whad | 1 | 108.73 | 108.73
BT-UPS-LG-310972 | ) | LG-310972 | Scheda rele x LL port | 1 | 102.08 | 102.08
BT-UPS-LG-310774 | ) | LG-310774 | Cabinet batterie Whad 0,8-1,5k | 1 | 784.73 | 784.73
BT-UPS-LG-310820 | ) | LG-310820 | Cabinet batterie Whad 2-2.5k | 1 | 846.76 | 846.76
MEGALINE_TOWER
BT-UPS-LG-310877 | ) | LG-310877 | BY-PASS MANUALE ESTERNO/EPO MEGALINE 1C | 1 | 242.09 | 242.09
BT-UPS-LG-310878 | ) | LG-310878 | BY-PASS MANUALE ESTERNO/EPO MEGALINE 2C | 1 | 383.91 | 383.91
BT-UPS-LG-310785 | ) | LG-310785 | Caricabatterie aggiuntivo Megaline | 1 | 423.11 | 423.11
BT-UPS-LG-310860 | ) | LG-310860 | Cavo Y cabinet aggiuntivo Megaline | 1 | 160.64 | 160.64
BT-UPS-LG-310835 | ) | LG-310835 | Modulo potenza Megaline 1250VA | 1 | 881.5 | 881.5
BT-UPS-LG-310861 | ) | LG-310861 | Prolunga cabinet batterie Megaline | 1 | 119.33 | 119.33
BT-UPS-LG-310857 | ) | LG-310857 | Kit espansione batteria Megaline 1C | 1 | 197.35 | 197.35
BT-UPS-LG-310858 | ) | LG-310858 | Kit espansione batteria Megaline 2C | 1 | 212.66 | 212.66
BT-UPS-LG-310775 | ) | LG-310775 | Cabinet batterie Megaline + 1 KB | 1 | 877.17 | 877.17
BT-UPS-LG-310786 | ) | LG-310786 | Cabinet batterie Megaline + 1 KB + CB | 1 | 1326.81 | 1326.81
BT-UPS-LG-310784 | ) | LG-310784 | Cabinet batterie Megaline + 10 KB | 1 | 2550.44 | 2550.44
BT-UPS-LG-310795 | ) | LG-310795 | Cabinet batterie Megaline + 10 KB + CB | 1 | 3000.05 | 3000.05
BT-UPS-LG-310776 | ) | LG-310776 | Cabinet batterie Megaline + 2 KB | 1 | 1061.45 | 1061.45
BT-UPS-LG-310787 | ) | LG-310787 | Cabinet batterie Megaline + 2 KB + CB | 1 | 1511.1 | 1511.1
BT-UPS-LG-310777 | ) | LG-310777 | Cabinet batterie Megaline + 3 KB | 1 | 1267.84 | 1267.84
BT-UPS-LG-310788 | ) | LG-310788 | Cabinet batterie Megaline + 3 KB + CB | 1 | 1717.49 | 1717.49
BT-UPS-LG-310778 | ) | LG-310778 | Cabinet batterie Megaline + 4 KB | 1 | 1430.01 | 1430.01
BT-UPS-LG-310789 | ) | LG-310789 | Cabinet batterie Megaline + 4 KB + CB | 1 | 1879.64 | 1879.64
BT-UPS-LG-310779 | ) | LG-310779 | Cabinet batterie Megaline + 5 KB | 1 | 1562.68 | 1562.68
BT-UPS-LG-310790 | ) | LG-310790 | Cabinet batterie Megaline + 5 KB + CB | 1 | 2012.34 | 2012.34
BT-UPS-LG-310780 | ) | LG-310780 | Cabinet batterie Megaline + 6 KB | 1 | 1828.06 | 1828.06
BT-UPS-LG-310791 | ) | LG-310791 | Cabinet batterie Megaline + 6 KB + CB | 1 | 2270.32 | 2270.32
BT-UPS-LG-310781 | ) | LG-310781 | Cabinet batterie Megaline + 7 KB | 1 | 1960.74 | 1960.74
BT-UPS-LG-310792 | ) | LG-310792 | Cabinet batterie Megaline + 7 KB + CB | 1 | 2410.36 | 2410.36
BT-UPS-LG-310782 | ) | LG-310782 | Cabinet batterie Megaline + 8 KB | 1 | 2196.61 | 2196.61
BT-UPS-LG-310793 | ) | LG-310793 | Cabinet batterie Megaline + 8 KB + CB | 1 | 2646.25 | 2646.25
BT-UPS-LG-310783 | ) | LG-310783 | Cabinet batterie Megaline + 9 KB | 1 | 2366.14 | 2366.14
BT-UPS-LG-310794 | ) | LG-310794 | Cabinet batterie Megaline + 9 KB + CB | 1 | 2815.79 | 2815.79
BT-UPS-LG-310859 | ) | LG-310859 | Cabinet batterie Megaline vuoto | 1 | 690.67 | 690.67
BT-UPS-LG-310350 | ) | LG-310350 | UPS Megaline OnLine 1,25 kVA | 1 | 2277.68 | 2277.68
BT-UPS-LG-310373 | ) | LG-310373 | UPS Megaline OnLine 1,25 kVA 30min | 1 | 2467.5 | 2467.5
BT-UPS-LG-310374 | ) | LG-310374 | UPS Megaline OnLine 1,25 kVA 52min | 1 | 2657.31 | 2657.31
BT-UPS-LG-310375 | ) | LG-310375 | UPS Megaline OnLine 1,25 kVA 75min | 1 | 2839.52 | 2839.52
BT-UPS-LG-310372 | ) | LG-310372 | UPS Megaline OnLine 10 kVA inverter | 1 | 4843.89 | 4843.89
BT-UPS-LG-310352 | ) | LG-310352 | UPS Megaline OnLine 2,5 kVA | 1 | 2702.86 | 2702.86
BT-UPS-LG-310376 | ) | LG-310376 | UPS Megaline OnLine 2,5 kVA 22min | 1 | 2991.37 | 2991.37
BT-UPS-LG-310377 | ) | LG-310377 | UPS Megaline OnLine 2,5 kVA 30min | 1 | 3181.19 | 3181.19
BT-UPS-LG-310354 | ) | LG-310354 | UPS Megaline OnLine 3,75 kVA | 1 | 3150.81 | 3150.81
BT-UPS-LG-310378 | ) | LG-310378 | UPS Megaline OnLine 3,75 kVA 18min | 1 | 3454.51 | 3454.51
BT-UPS-LG-310356 | ) | LG-310356 | UPS Megaline OnLine 5 kVA | 1 | 3872.1 | 3872.1
BT-UPS-LG-310360 | ) | LG-310360 | UPS Megaline OnLine 5 kVA inverter | 1 | 3105.26 | 3105.26
BT-UPS-LG-310363 | ) | LG-310363 | UPS Megaline OnLine 6,25 kVA inverter | 1 | 3521.31 | 3521.31
BT-UPS-LG-310366 | ) | LG-310366 | UPS Megaline OnLine 7,5 kVA inverter | 1 | 3937.37 | 3937.37
BT-UPS-LG-310369 | ) | LG-310369 | UPS Megaline OnLine 8,75 kVA inverter | 1 | 4353.43 | 4353.43
MEGALINE_RACK
BT-UPS-LG-310973 | ) | LG-310973 | Kit guide rack 6U | 1 | 314.9 | 314.9
BT-UPS-LG-310796 | ) | LG-310796 | Cabinet batterie Megaline Rack + 1 KB | 1 | 818.19 | 818.19
BT-UPS-LG-310800 | ) | LG-310800 | Cabinet batterie Megaline rack + 1 KB + CB | 1 | 1267.84 | 1267.84
BT-UPS-LG-310797 | ) | LG-310797 | Cabinet batterie Megaline Rack + 2 KB | 1 | 1009.85 | 1009.85
BT-UPS-LG-310801 | ) | LG-310801 | Cabinet batterie Megaline rack + 2 KB + CB | 1 | 1452.12 | 1452.12
BT-UPS-LG-310798 | ) | LG-310798 | Cabinet batterie Megaline Rack + 3 KB | 1 | 1201.49 | 1201.49
BT-UPS-LG-310802 | ) | LG-310802 | Cabinet batterie Megaline rack + 3 KB + CB | 1 | 1643.76 | 1643.76
BT-UPS-LG-310799 | ) | LG-310799 | Cabinet batterie Megaline Rack + 4 KB | 1 | 1378.41 | 1378.41
BT-UPS-LG-310803 | ) | LG-310803 | Cabinet batterie Megaline rack + 4 KB + CB | 1 | 1835.41 | 1835.41
BT-UPS-LG-310804 | ) | LG-310804 | Cabinet batterie Megaline Rack vuoto | 1 | 626.55 | 626.55
BT-UPS-LG-310379 | ) | LG-310379 | UPS Megaline OnLine 1,25 kVA Rack | 1 | 2277.68 | 2277.68
BT-UPS-LG-310387 | ) | LG-310387 | UPS Megaline OnLine 1,25 kVA Rack 30min | 1 | 2467.5 | 2467.5
BT-UPS-LG-310388 | ) | LG-310388 | UPS Megaline OnLine 1,25 kVA Rack 52min | 1 | 2657.31 | 2657.31
BT-UPS-LG-310389 | ) | LG-310389 | UPS Megaline OnLine 1,25 kVA Rack 75min | 1 | 2839.52 | 2839.52
BT-UPS-LG-310381 | ) | LG-310381 | UPS Megaline OnLine 2,5 kVA Rack | 1 | 2702.86 | 2702.86
BT-UPS-LG-310390 | ) | LG-310390 | UPS Megaline OnLine 2,5 kVA Rack 22min | 1 | 2991.37 | 2991.37
BT-UPS-LG-310391 | ) | LG-310391 | UPS Megaline OnLine 2,5 kVA Rack 30min | 1 | 3181.19 | 3181.19
BT-UPS-LG-310383 | ) | LG-310383 | UPS Megaline OnLine 3,75 kVA Rack | 1 | 3150.81 | 3150.81
BT-UPS-LG-310392 | ) | LG-310392 | UPS Megaline OnLine 3,75 kVA Rack 18min | 1 | 3454.51 | 3454.51
BT-UPS-LG-310385 | ) | LG-310385 | UPS Megaline OnLine 5 kVA Rack | 1 | 3872.1 | 3872.1
KEOR_T
INTERACTIVE
BT-UPS-LG-310979 | ) | LG-310979 | Kit 5 multipresa 3p standard | 1 | 102.08 | 102.08
BT-UPS-LG-310004 | L | LG-310004 | UPS Niky Line interactive 1 kVA IEC USB | 1 | A RICHIESTA | #VALUE!
BT-UPS-LG-310002 | L | LG-310002 | UPS Niky Line interactive 600 VA IEC USB | 1 | A RICHIESTA | #VALUE!

## Zyxel
Listino Giugno22 |  |  | WWW.COMPASSTECH.IT
Indice
Zyxel
Cod. Compass |  | Cod. Vendor | Descrizione | MOQ |  | Netto
Nota: Il listino è da intendersi come prezzo netto
WIRELESS LAN SOLUTIONS
Access Point Stand Alone serie 1000
ZY-WRL-NWA1123-ACV3 | J | NWA1123ACV3-EU0102F | ZYXEL - NWA1123-ACV3, NebulaFlex Wireless AP , supporto PoE (11W), antenna int, a soffito. Alim incl. FREE Nebula Basic | 1 |  | 106.42
ZY-WRL-NWA1123ACPRO | J | NWA1123ACPRO-EU0101F | ZYXEL - NWA1123-ACPRO, Wireless AP Dual 3x3, 2 Porte LAN Gigabit, supporto PoE (12,5W). PoE Injector incluso. FREE Nebula Basic | 1 |  | 175.27
ZY-WRL-NWA110AX | ) | NWA110AX-EU0102F | ZYXEL - NWA110AX, NebulaFlex Wireless AP Dual Radio, supp PoE (17W), ant, inst soffito. Alim incluso. FREE Nebula Basic | 1 |  | 204.29
ZY-WRL-NWA210AX | ) | NWA210AX-EU0102F | ZYXEL - NWA210AX, AP Dual Radio 4x4, 2 Porte LAN, PoE (19W), antenna, soffito. Alimentatore incl. FREE Nebula Basic | 1 |  | 250.75
ZY-WRL-WAC500 | ) | WAC500-EU0101F | ZYXEL - WAC500 NebulaFlex Pro Wireless AP , Antenne integrate, supporto PoE (11W), a soffitto. Alim non incl. Nebula Pro 1 anno | 1 |  | 191.34
ZY-WRL-WAC500H | ) | WAC500H-EU0101F | ZYXEL - WAC500 NebulaFlex Pro AP Dual Radio , Ant integrate, 1 Porte LAN Gigabit, PoE (11W), soffito. No alim. 1 anno Nebula Pro | 1 |  | 182.22
ZY-WRL-WAC5302D-SV2 | ) | WAC5302D-SV2-EU0101F | ZYXEL - NWA5302D V2, AP Dual Radio Wave2 2x2, Antenne Smart integrate, PoE (20W), Alim non inclusa. Nebula Pro 1 anno | 1 |  | 253
ZY-WRL-WX3301-T0 | ) | WX3301-T0-EU01V1F | ZYXEL - WX 3301, Wireless Access Point e Range Extender Wifi 6, Wireless AX 1800Mbps con Easy Mesh | 1 | NEW | 82.57
Access Point 802.11 ax (WiFi 6) - versione SOHO Essential Features
ZY-WRL-NWA50AX | J | NWA50AX-EU0102F | ZYXEL - AP Dual Radio, supporto PoE (16W), soffitto, antenne interne. Alim incl. SOHO Features. FREE Nebula Basic | 1 |  | 70.95
ZY-WRL-NWA55AXE | J | NWA55AXE-EU0102F | ZYXEL - AP Dual Radio, Outdoor IP55, supporto PoE (16W), antenne esterne. PoE Injector incl. SOHO Features. FREE Nebula Basic | 1 |  | 125.13
ZY-WRL-NWA90AX | J | NWA90AX-EU0102F | ZYXEL - AP Dual Radio, supporto PoE (16W), soffitto, antenne interne. Alimentatore incl. Essential Features. FREE Nebula Basic | 1 |  | 100.09
Unified Pro Access Point - Stand Alone / Managed serie 6000
ZY-WRL-WAC-6103D-I | ) | WAC6103D-I-EU0101F | ZYXEL - WAC-6103 Pro Wireless AP Dual, 2 Porte LAN Gigabit, supp PoE (12,5W), soffito/parete. No alim. Nebula Pro 1 anno | 1 |  | 278.61
ZY-WRL-WAC6553D-E-V2 | ) | WAC6553D-E-EU0201F | ZYXEL - WAC-6553 Pro Wireless AP Dual, Outdoor IP66, NON antenne, PoE (25W), alim non inclusa. Nebula Pro 1 anno | 1 |  | 917.53
Unified Pro Access Point - Stand Alone / Managed serie 6000 con Smart Antenna
ZY-WRL-WAC6303D-S | ) | WAC6303D-S-EU0101F | ZYXEL - WAC-6303, Pro Wireless AP Radio 3x3,2 Porte LAN Gb, supp PoE (17W), soffito/parete. No alim. Nebula Pro 1 | 1 |  | 368.59
ZY-WRL-WAX510D | ) | WAX510D-EU0101F | ZYXEL - WAX-510D AP Dual Radio, Ant integrate, supp PoE(17W), soffito/parete. Alimentatore non incluso. Serv Nebula Pro 1 anno | 1 |  | 322.87
ZY-WRL-WAX610D | ) | WAX610D-EU0101F | ZYXEL - WAX-610D AP Dual Radio 4x4, Antenne Dual Optimized, 2 Porte LAN, PoE (19W), soffito/parete. NO Alim. Nebula Pro 1 anno | 1 |  | 451.25
ZY-WRL-WAX630S | ) | WAX630S-EU0101F | ZYXEL - WAX-630S NebulaFlex Pro AP, Antenne Smart integrate, PoE (19W). Alim non incl. Nebula Pro Cloud Management 1 anno | 1 |  | 530
ZY-WRL-WAX650S | ) | WAX650S-EU0101F | ZYXEL - WAX-650S Pro Wireless AP Dual Radio 4x4, 2 Porte LAN MultiGigabit, suppPoE(31W), soffito/parete. Alim. Nebula Pro 1 anno | 1 |  | 618.48
Accessori per Soluzioni Wireless
Adattatori PoE
ZY-WRL-POE12-30W | ) | POE12-30W-EU0101F | ZYXEL - PoE12-30W - Iniettore Power over Ethernet ,1 porta MultiGigabit (1, 2.5Gb), erogazione fino a 30 W | 1 |  | 45.82
ZY-WRL-POE12-60W | ) | POE12-60W-EU0101F | ZYXEL - PoE12-60W - Iniettore Power over Ethernet ,1 porta MultiGigabit (1, 2.5, 5Gb), erogazione fino a 60 W | 1 |  | 72.43
ZY-WRL-ACC-Z104F | ) | ACCESSORY-ZZ0104F | ZYXEL - Alimentatore per WAX650S, WAC6500,WAC6300,NWA5120/3000/5000 | 1 |  | 11.1
Eclosure da Esterno
ZY-WRL-ZZ0102F | J | ACCESSORY-ZZ0102F | ZYXEL - Outdoor Enclosure IP55 per AP modelli WAC500, NWA1123ACv3, NWA1123AC Pro, WAC6103D, WAX610D, WAX510D, NWA210AX, NWA110AX | 1 |  | 47.65
ZY-WRL-ZZ0106F | ) | ACCESSORY-ZZ0106F | ZYXEL - Polemounting Kit per Outdoor AP Enclosure | 1 |  | 47.85
Antenne da Esterno
ZY-WRL-ANT-2105ZZ0201 | ) | ANT2105-ZZ0201F | ZYXEL - ANT-2105 - Kit 2x Antenne Esterno Omnidirezionali dual band 2.4/5Ghz, 4.5/7dBi, connettore N | 1 |  | 49.32
Cavi Pigtail
ZY-WRL-LMR-200-3M | ) | 91-005-074001G | ZYXEL - LMR-200 - Cavo Antenna 3m connettori SMA/N | 1 |  | 40.19
ZY-WRL-LMR-200-9M | ) | 91-005-074003G | ZYXEL - LMR-200 - Cavo Antenna 9m connettori SMA/N | 1 |  | 84.64
ZY-WRL-LMR-400-1M | ) | 91-005-075004G | ZYXEL - LMR-400 - Cavo Antenna 1m connettori N/N | 1 |  | 31.15
ZY-WRL-LMR-400-9M | ) | 91-005-075002G | ZYXEL - LMR-400 - Cavo Antenna 9m connettori N/N | 1 |  | 65.47
HOSPITALITY SOLUTIONS
Hot Spot / Service Gateway
ZY-WRL-LIADVL3ZZ0001F | ) | LIC-ADVL3-ZZ0001F | ZYXEL - LIC-ADVL3, Advance Routing License per XGS4600-32 | 1 |  | 349.32
ZY-WRL-LIADVL3ZZ0002F | ) | LIC-ADVL3-ZZ0002F | ZYXEL - LIC-ADVL3, Advance Routing License per XGS4600-32F | 1 |  | 415.61
ZY-WRL-LIADVL3ZZ0003F | ) | LIC-ADVL3-ZZ0003F | ZYXEL - LIC-ADVL3, Advance Routing License per XGS4600-52F | 1 |  | 669.74
Advanced Replacement Services
ZY-WRL-NBD-GW-ZZ0001F | ) | NBD-GW-ZZ0001F | ZYXEL - 2 Anni - Next Business Day Delivery Service per GATEWAY USG/SBG/UAG/NSG | 1 |  | 29.38
ZY-WRL-NBD-GW-ZZ0002F | ) | NBD-GW-ZZ0002F | ZYXEL - 4 Anni - Next Business Day Delivery Service per GATEWAY USG/SBG/UAG/NSG | 1 |  | 48.75
ZY-WRL-NBD-WL-ZZ0001F | ) | NBD-WL-ZZ0001F | ZYXEL - 2 Anni - Next Business Day Delivery Service per WIRELESS NWA/WAC/NXC/NAP | 1 |  | 34.12
ZY-WRL-NBD-WL-ZZ0002F | ) | NBD-WL-ZZ0002F | ZYXEL - 4 Anni - Next Business Day Delivery Service per WIRELESS NWA/WAC/NXC/NAP | 1 |  | 55.52
NETWORKING SOLUTIONS
Switch Unmanaged
Switch Serie 100 Desktop
ZY-SWT-GS-105S | ) | GS-105SV2-EU0101F | ZYXEL - GS-105S, Media Switch 5 porte Gigabit, Chassis plastica, Desktop | 1 |  | 13.6
ZY-SWT-GS-108S | J | GS-108SV2-EU0101F | ZYXEL - GS-108S, Media Switch 8 porte Gigabit, Chassis plastica, Desktop | 1 |  | 20.02
ZY-SWT-ES-105AV3 | J | ES-105AV3-EU0101F | ZYXEL - ES-105A v3 - Switch Unmanaged, 5 porte 10/100Mbit, Chassis metallo, Desktop | 1 |  | 9.34
ZY-SWT-ES-108AV3 | J | ES-108AV3-EU0101F | ZYXEL - ES-108A v3 - Switch Unmanaged, 8 porte 10/100Mbit, Chassis metallo, Desktop | 1 |  | 13.6
ZY-SWT-GS-105BV3 | J | GS-105BV3-EU0101F | ZYXEL - GS-105B v3 - Switch Unmanaged, 5 porte Gigabit, Chassis metallo, Desktop | 1 |  | 17.93
ZY-SWT-GS-108BV3 | J | GS-108BV3-EU0101F | ZYXEL - GS-108B v3 - Switch Unmanaged, 8 porte Gigabit, Chassis metallo, Desktop | 1 |  | 23.78
Switch Serie 1100
ZY-SWT-GS1100-10HP-2F | J | GS1100-10HP-EU0102F | ZYXEL - GS1100-10HP - Switch Unmanaged, 8 porte Gigabit PoE (fino a 120W) +2 porte SFP Gigabit, design senza ventole, Desktop | 1 |  | 122.17
ZY-SWT-GS1100-16-103F | J | GS1100-16-EU0103F | ZYXEL - GS-1100-16 - Switch Unmanaged, 16 porte Gigabit, design senza ventole, Desktop/Rack | 1 |  | 59.6
ZY-SWT-GS1100-24E-103 | J | GS1100-24E-EU0103F | ZYXEL - GS-1100-24E - Switch Unmanaged, 24 porte Gigabit, design senza ventole, Desktop/Rack | 1 |  | 78.88
ZY-SWT-XGS-1010-12 | ) | XGS1010-12-ZZ0101F | ZYXEL - XGS1010-12 - Switch Unmanaged, 8 porte Gigabit, 2 porte 2.5GbE, 2 porte SFP+ 10GbE, design senza ventole, Desktop/Rack | 1 |  | 125.21
ZY-SWT-XGS-1210-12 | ) | XGS1210-12-ZZ0101F | ZYXEL - XGS1210-12 - Switch Unmanaged Plus, 8 p Gigabit, 2 p 2.5GbE, 2 p SFP+ 10GbE - no ventole, Desktop/Rack | 1 |  | 150.25
Switch Unmanaged
ZY-SWT-GS1005HP-EU010 | J | GS1005HP-EU0101F | ZYXEL - GS1005HP - Switch Unmanaged, 5 porte Gigabit (4 porte PoE, erogazione fino a 60W), Chassis metallo, Desktop | 1 |  | 47.58
ZY-SWT-GS1008HP-EU010 | J | GS1008HP-EU0101F | ZYXEL - GS1008HP - Switch Unmanaged, 8 porte Gigabit (8 porte PoE, erogazione fino a 60W), Chassis metallo, Desktop | 1 |  | 66.77
ZY-SWT-GS1200-5HPV2 | J | GS1200-5HPv2-EU0101F | ZYXEL - GS1200-5HP v2 - Switch Unmanaged Plus, 5 porte Gigabit (4 p PoE fino a 60W) - senza ventole, Desktop | 1 | ↓ | 54.25
ZY-SWT-GS1200-8HPV2 | ) | GS1200-8HPV2-EU0101F | ZYXEL - GS1200-8HP - Switch Unmanaged Plus, 8 p Gigabit (4 porte PoE fino a 60W) - senza ventole, Desktop | 1 | ↓ | 70.11
ZY-SWT-GS1200-5 | ) | GS1200-5-EU0101F | ZYXEL - GS1200-5 - Switch Unmanaged Plus, 5 porte Gigabit - Easy Management per VLAN, QoS - design senza ventole, Desktop | 1 | ↓ | 19.2
ZY-SWT-GS1200-8 | J | GS1200-8-EU0101F | ZYXEL - GS1200-8 - Switch Unmanaged Plus, 8 porte Gigabit - Easy Management per VLAN, QoS - design senza ventole, Desktop | 1 | ↓ | 26.71
Switch Managed Layer 2
Switch Gigabit Ethernet Serie 1900
ZY-SWT-GS-1900-8 | ) | GS1900-8-EU0101F | ZYXEL - GS-1900-8 - Switch Web Managed 8 porte Gigabit - Supporto IPv6, VLAN - Design senza ventole, Desktop | 1 |  | 56.68
ZY-SWT-GS-1900-8HPv2 | K | GS1900-8HP-EU0102F | ZYXEL - GS-1900-8HP v.2 - Switch Web Managed 8 porte Gigabit PoE (erogazione PoE fino a 70W) - Supporto IPv6, VLAN - Design senza ventole | 1 |  | 104.72
ZY-SWT-GS-1900-8HP-3F | J | GS1900-8HP-EU0103F | ZYXEL - GS-1900-8HP v3 - Switch Web Managed 8 porte Gigabit PoE (PoE 70W) - Supporto IPv6, VLAN - Design senza ventole, Desktop | 1 | NEW | 104.72
ZY-SWT-GS-1900-24E-3F | ) | GS1900-24E-EU0103F | ZYXEL - GS-1900-24E v3 - Switch Web Managed 24 porte Gigabit - Supporto IPv6, VLAN - No ventole, Desktop/Rack | 1 |  | 109.05
ZY-SWT-GS-1900-24-2F | J | GS1900-24-EU0102F | ZYXEL - GS-1900-24 v2 - Switch Web Managed 24 porte Gigabit + 2 porte SFP Gigabit - Supporto IPv6, VLAN - Noventole, Rack | 1 |  | 132.88
ZY-SWT-GS1900-24EP | ) | GS1900-24EP-EU0101F | ZYXEL - GS-1900-24EP - Switch Web Managed 24 porte Gigabit (12 porte PoE erogazione fino a 130W) - Supporto IPv6, VLAN - Rack | 1 |  | 218.17
ZY-SWT-GS-1900-24HPV2 | J | GS190024HPV2-EU0101F | ZYXEL - GS-1900-24HP - Switch Web Managed 24 porte Gigabit PoE (fino a 170W) + 2 porte SFP Gigabit - Supporto IPv6, VLAN - Rack | 1 |  | 253.08
ZY-SWT-GS-1900-48 | ) | GS1900-48-EU0101F | ZYXEL - GS-1900-48 - Switch Web Managed 48 porte Gigabit + 2 porte SFP Gigabit - Supporto IPv6, VLAN - Rack | 1 |  | 220.8
ZY-SWT-GS-1900-48-2F | J | GS1900-48-EU0102F | ZYXEL - GS-1900-48 - Switch Web Managed 48 porte Gigabit + 2 porte SFP Gigabit - Supporto IPv6, VLAN - Rack | 1 | NEW | 222.98
ZY-SWT-GS-1900-48HPV2 | ) | GS190048HPV2-EU0101F | ZYXEL - GS-1900-48HP - Web Managed 48 porte Gigabit (24 PoE fino a 170W) + 2 porte SFP Gigabit - Supporto IPv6, VLAN - Rack | 1 |  | 379.55
ZY-SWT-GS1915-8 | J | GS1915-8-EU0101F | ZYXEL - GS1915-8 - NebulaFlex Switch Web Managed 8 porte Gigabit - Supporto IPv6, VLAN - Design senza ventole, Desktop | 1 |  | 62.83
ZY-SWT-GS1915-8EP | J | GS1915-8EP-EU0101F | ZYXEL - GS1915-8EP - NebulaFlex Switch Web Managed 8 porte Gigabit PoE (fino a 60W) - Supporto IPv6, VLAN - Desktop | 1 |  | 113.44
NebulaFlex Switch Gigabit Ethernet Serie 1920/1930
ZY-SWT-GS1920-8HPV2 | J | GS1920-8HPV2-EU0101F | ZYXEL - GS1920-8HP v2 - NebulaFlex Switch Web Managed 8 porte Gigabit PoE (erogazione PoE fino a 130W) + 2 porte Dual Gigabit - IPv6, VLAN, QoS, IGMP - Design senza ventole, Desktop - FREE Nebula Basic Cloud Management | 1 |  | 212.24
ZY-SWT-GS1920-24V2 | J | GS1920-24V2-EU0101F | ZYXEL - GS1920-24 v2 - NebulaFlex Switch Web Managed 24 porte Gigabit + 4 porte Dual Gigabit - IPv6, VLAN, QoS, IGMP - Design senza ventole, Rack - FREE Nebula Basic Cloud Management | 1 |  | 174.71
ZY-SWT-GS192024HPV2 | J | GS192024HPV2-EU0101F | ZYXEL - GS1920-24HP v2 - NebulaFlex Switch Web Managed 24 porte Gigabit PoE (erogazione PoE fino a 375W) + 4 porte Dual Gigabit - IPv6, VLAN, QoS, IGMP - Rack - FREE Nebula Basic Cloud Management | 1 |  | 402.55
ZY-SWT-GS1920-48V2 | ) | GS1920-48V2-EU0101F | ZYXEL - GS1920-48 v2 - NebulaFlex Switch Web Managed 44 porte Gigabit + 4 porte Dual Gigabit + 2 porte SFP Gigabit - IPv6, VLAN, QoS, IGMP - Rack - FREE Nebula Basic Cloud Management | 1 |  | 304.99
ZY-SWT-GS192048HPV2 | ) | GS192048HPV2-EU0101F | ZYXEL - GS1920-48HP v2 - NebulaFlex Switch Web Managed 44 porte Gigabit PoE (erogazione PoE fino a 375W) + 4 porte Dual Gigabit + 2 porte SFP Gigabit - IPv6, VLAN, QoS, IGMP - Rack - FREE Nebula Basic Cloud Management | 1 |  | 559.28
Switch 10Gigabit Ethernet Serie 1930
ZY-SWT-XGS1930-28 | ) | XGS1930-28-EU0101F | ZYXEL - XGS1930-28 - NebulaFlex Switch Web Managed Layer 3 Lite, 24 porte Gigabit + 4 porte 10GbE SFP+ - IPv6, VLAN, QoS, IGMP, Static Routing - Rack - FREE Nebula Basic Cloud Management | 1 |  | 342.94
ZY-SWT-XGS1930-28HP | J | XGS1930-28HP-EU0101F | ZYXEL - XGS1930-28HP - NebulaFlex Switch Web Managed Layer 3 Lite, 24 porte Gigabit PoE (erogazione PoE fino a 375W) + 4 porte 10GbE SFP+ - IPv6, VLAN, QoS, IGMP, Static Routing - Rack - FREE Nebula Basic Cloud Management | 1 |  | 690.73
ZY-SWT-XGS1930-52 | ) | XGS1930-52-EU0101F | ZYXEL - XGS1930-52 - NebulaFlex Switch Web Managed Layer 3 Lite, 48 porte Gigabit + 4 porte 10GbE SFP+ - IPv6, VLAN, QoS, IGMP, Static Routing - Rack - FREE Nebula Basic Cloud Management | 1 |  | 757.15
ZY-SWT-XGS1930-52HP | ) | XGS1930-52HP-EU0101F | ZYXEL - XGS1930-52HP - NebulaFlex Switch Web Managed Layer 3 Lite, 48 porte Gigabit PoE (erogazione PoE fino a 375W) + 4 porte 10GbE SFP+ - IPv6, VLAN, QoS, IGMP, Static Routing - Rack - FREE Nebula Basic Cloud Management | 1 |  | 990.27
ZY-SWT-XS1930-10 | ) | XS1930-10-ZZ0101F | ZYXEL - XGS1930-10 - NebulaFlex Switch Web Managed Layer 3 Lite, 8 porte MultiGigabit + 2 p 10GbE SFP+, Rack - FREE NebulaBasic | 1 |  | 437.98
ZY-SWT-XS1930-12HP | ) | XS1930-12HP-ZZ0101F | ZYXEL - XGS1930-12HP NebulaFlex Switch Web Manag Ly 3 Lite, 8 p MG PoE 60W (PoE @ 375W) + 2 p MG + 2 p 10GbE SFP+,Rack, Nebula Basic | 1 |  | 938.59
ZY-SWT-XS1930-12F | ) | XS1930-12F-ZZ0101F | ZYXEL - XS1930-12F -Web Managed Layer 3 Lite, 10 porte 10GbE SFP+ + 2 porte 10GbE MultiGigabit, Rack - FREE Nebula Basic | 1 |  | 476.91
Switch Managed Full Layer 2
Switch Gigabit Ethernet Serie 2200
ZY-SWT-GS-2210-24 | L | GS2210-24-EU0101F | ZYXEL - GS-2210-24 - Switch Managed Layer 2, 24 porte Gigabit + 4 porte Dual Personality Gigabit - Supporto IPv6, iStacking, VLAN | 1 |  | 361.88
ZY-SWT-GS-2210-24HP | L | GS2210-24HP-EU0101F | ZYXEL - GS-2210-24HP - Switch Managed L2, 24 p Gbit PoE (PoE fino a 375W) + 4 p Dual Personality Gbit - Supporto IPv6, iStacking, VLAN | 1 |  | 574.24
ZY-SWT-XGS-2210-28 | ) | XGS2210-28-EU0101F | ZYXEL - XGS2210-28 - Switch Managed Layer 3 Lite, 24 porte Gigabit + 4 porte 10 Gigabit SFP+ - IPv6, Stacking Fisico 10GbE, VLAN, QoS, IGMP, Static Routing - Rack | 1 |  | 811.35
ZY-SWT-XGS-2210-28HP | ) | XGS2210-28HP-EU0101F | ZYXEL - XGS2210-28HP - Switch Managed Layer 3 Lite, 24 porte Gigabit PoE (erogazione PoE fino a 375W) + 4 porte 10 Gigabit SFP+ - IPv6, Stacking Fisico 10GbE, VLAN, QoS, IGMP, Static Routing - Rack | 1 |  | 1009.89
ZY-SWT-XGS-2210-52 | ) | XGS2210-52-EU0101F | ZYXEL - XGS2210-52 - Switch Managed Layer 3 Lite, 48 porte Gigabit + 4 porte 10 Gigabit SFP+ - IPv6, Stacking Fisico 10GbE, VLAN, QoS, IGMP, Static Routing - Rack | 1 |  | 1106.19
ZY-SWT-XGS-2210-52HP | ) | XGS2210-52HP-EU0101F | ZYXEL - XGS2210-52HP - Switch Managed Layer 3 Lite, 48 porte Gigabit PoE (erogazione PoE fino a 375W) + 4 porte 10 Gigabit SFP+ - IPv6, Stacking Fisico 10GbE, VLAN, QoS, IGMP, Static Routing - Rack | 1 |  | 1506.27
Switch Managed Full Layer 3
Switch Gigabit Ethernet Full Managed LL3 - Serie 2220 - Licenza Nebula Pro (Cloud Management) 1 Anno Inclusa
ZY-SWT-GS2220-10 | ) | GS2220-10-EU0101F | ZYXEL - GS2220-10 - NebulaFlex Switch Managed Layer 3 Lite, 8 porte Gigabit + 2 porte Dual Personality Gigabit | 1 |  | 202.62
ZY-SWT-GS2220-10HP | ) | GS2220-10HP-EU0101F | ZYXEL - GS2220-10HP - NebulaFlex Switch Managed Layer 3 Lite, 8 porte Gigabit PoE (fino a 180W) + 2 porte Dual Pers Gigabit | 1 |  | 370.73
ZY-SWT-GS2220-28 | ) | GS2220-28-EU0101F | ZYXEL - GS2220-28 - NebulaFlex Switch Managed Layer 3 Lite, 24 porte Gigabit + 4 porte Dual Personality Gigabit | 1 |  | 475.62
ZY-SWT-GS2220-28HP | ) | GS2220-28HP-EU0101F | ZYXEL - GS2220-28HP - NebulaFlex Switch Managed Layer 3 Lite, 24 porte Gigabit PoE (fino a 375W) + 4 porte Dual Pers Gigabit | 1 |  | 794.55
ZY-SWT-GS2220-50 | ) | GS2220-50-EU0101F | ZYXEL - GS2220-50 - NebulaFlex Switch Managed Layer 3 Lite, 44 porte Gigabit + 4 porte Dual Personality Gigabit + 2 slot SFP | 1 |  | 690.24
ZY-SWT-GS2220-50HP | ) | GS2220-50HP-EU0101F | ZYXEL - GS2220-50HP - NebulaFlex Switch Managed Layer 3 Lite, 44 porte Gigabit PoE (fino a 375W)+4 porte Dual Gigabit+2 slot SFP | 1 |  | 1126.35
Switch Core Managed Full Layer 3
Switch Serie 4000
ZY-SWT-XGS4600-32Z2F | ) | XGS4600-32-ZZ0102F | ZYXEL - XGS4600-32 - Switch Managed L3, 24 porte Gigabit + 4 porte Gigabit Dual + 4 porte 10G SFP+ - Stack Fisico 10GbE, alimentazione ridondata, Static/Dynamic Routing, Policy Routing, DHCP - Rack | 1 |  | 3116.59
ZY-SWT-XGS4600-32FZ2F | ) | XGS4600-32F-ZZ0102F | ZYXEL - XGS4600-32 - Switch Managed L3, 24 porte Gigabit SFP + 4 porte Gigabit Dual + 4 porte 10Giga SFP+ - Stack Fisico 10GbE, alimentazione ridondata, Static/Dynamic Routing, Policy Routing, DHCP - Rack | 1 |  | 3174.31
ZY-SWT-XGS4600-52F | ) | XGS4600-52F-ZZ0101F | ZYXEL - XGS4600-52 - Switch Managed L3, 48 porte Gigabit SFP + 4 porte Gigabit Dual + 4 porte 10G SFP+ - Alimentazione ridondata, Static/Dynamic Routing, Policy Routing, DHCP - Rack | 1 |  | 4432.78
Switch Per Videosorveglianza
Switch Managed GS1350
ZY-SWT-GS1350-6HP | J | GS1350-6HP-EU0101F | ZYXEL - GS1350-6HP - Nebulaflex Switch Managed per CCTV: 5 porte Gigabit PoE (60W) + 1 porta SFP -Incl. Nebula Pro 1 anno | 1 |  | 145.87
ZY-SWT-GS1350-12HP | J | GS1350-12HP-EU0101F | ZYXEL - GS1350-12HP NebulaFlex Switch Managed CCTV: 8 p Gigabit PoE (130W)+2 porte SFP + 2 porte Uplink, Incl. Nebula Pro 1 anno | 1 |  | 224.96
ZY-SWT-GS1350-18HP | J | GS1350-18HP-EU0101F | ZYXEL - GS1350-18HP NebulaFlex Switch Managed CCTV: 16 p Gigabit PoE (250W)+2 porte Combo Gigabit Uplink,Incl. Nebula Pro 1 anno | 1 |  | 329.78
ZY-SWT-GS1350-26HP | J | GS1350-26HP-EU0101F | ZYXEL - GS1350-26HP NebulaFlex Switch Managed CCTV: 24 p Gigabit PoE (375W)+2 porte Combo Gigabit Uplink,Incl. Nebula Pro 1 anno | 1 |  | 402.55
Switch Industriali - Serie Rugged
ZY-SWT-RGS100-5P-Z1F | ) | RGS100-5P-ZZ0101F | ZYXEL - RGS100-5P - 5 Porte Unmanaged, 4 p GigaPoE (fino a 120 Watt) + 1 p Gigabit SFP - DIN Rail, IP30, doppia alim 12-58V DC | 1 |  | 357.69
ZY-SWT-RGS200-12P-Z1F | ) | RGS200-12P-ZZ0101F | ZYXEL - RGS200-12P - 12 Porte Managed, 8 p Giga PoE (fino a 240 Watt) + 4 p Gigabit SFP - DIN Rail, IP30, doppia alim 12-58V DC | 1 |  | 989.21
Accessori
Transceiver SFP Gigabit / 10 Gigabit
ZY-ACC-SFP-SX-D | J | 91-010-204001B | ZYXEL - Transceiver SFP-SX Gigabit Multimodale, fino a 220m (62.5um) / fino a 550m (50um), connettore LC | 1 |  | 89.02
ZY-ACC-SFP-LX-10-D | J | 91-010-203001B | ZYXEL - Transceiver SFP-LX Gigabit Monomodale fino a 10km, connettore LC | 1 |  | 123.63
ZY-ACC-SFP10G-SR | ) | SFP10G-SR-ZZ0101F | ZYXEL - Transceiver SFP+ SR 10G Multimodale, fino a 300m, connettore LC | 1 |  | 179.14
ZY-ACC-SFP10G-LR | ) | SFP10G-LR-ZZ0101F | ZYXEL - Transceiver SFP+ LR 10G Monomodale, fino a 10Km, connettore LC | 1 |  | 360.9
ZY-ACC-DAC10G-1M-ZZ3F | ) | DAC10G-1M-ZZ0103F | ZYXEL - Cavo per stacking 10Giga, include transceiver SFP+, 1 metro | 1 |  | 93.47
ZY-ACC-DAC10G-3M-103F | ) | DAC10G-3M-ZZ0103F | ZYXEL - Cavo per stacking 10Giga, include transceiver SFP+, 3 metri | 1 |  | 144.86
ZY-ACC-SFP-SX-E | ) | SFP-SX-E-ZZBD01F | ZYXEL - Transceiver SFP-SX Gigabit Multimodale, fino a 550m, connettore LC - pack 10pz | 1 |  | 534.11
ZY-ACC-SFP-LX-10-E | ) | SFP-LX-10-E-ZZBD01F | ZYXEL - Transceiver SFP-LX Gigabit Monomodale fino a 10km, connettore LC - pack 10pz | 1 |  | 739.74
ZY-ACC-SFP10G-SR-E | ) | SFP10G-SR-E-ZZBD01F | ZYXEL - Transceiver SFP+ SR 10G Multimodale, fino a 300m, connettore LC - pack 10pz | 1 |  | 1013.35
ZY-ACC-SFP10G-LR-E | ) | SFP10G-LR-E-ZZBD01F | ZYXEL - Transceiver SFP+ LR 10G Monomodale, fino a 10Km, connettore LC - pack 10pz | 1 |  | 2027.11
ZY-ACC-SFP-BX1550-E1F | ) | SFP-BX1550-E-ZZBD01F | ZYXEL - Transceiver SFP Bidirezionale (TX1550/RX1310), fino a 20km, connettore LC - pack 10pz | 1 |  | 803.6
ZY-ACC-SFP-BX1550-E2F | ) | SFP-BX1550-E-ZZBD02F | ZYXEL - Transceiver SFP Bidirezionale (TX1550/RX1310), fino a 20km, connettore SC - pack 10pz | 1 |  | 1004.61
ZY-ACC-SFP-BX1310-E1F | ) | SFP-BX1310-E-ZZBD01F | ZYXEL - Transceiver SFP Bidirezionale (TX1310/RX1550), fino a 20km, connettore LC - pack 10pz | 1 |  | 698.73
ZY-ACC-SFP-BX1310-E2F | ) | SFP-BX1310-E-ZZBD02F | ZYXEL - Transceiver SFP Bidirezionale (TX1310/RX1550), fino a 20km, connettore SC - pack 10pz | 1 |  | 824
Advanced Replacement Services
ZY-ACC-NBD-SW-ZZ0101F | ) | NBD-SW-ZZ0101F | ZYXEL - 2 Anni - Next Business Day Delivery Service per SWITCH GS/XGS/XS/NSW | 1 |  | 29.38
ZY-ACC-NBD-SW-ZZ0102F | ) | NBD-SW-ZZ0102F | ZYXEL - 4 Anni - Next Business Day Delivery Service per SWITCH GS/XGS/XS/NSW | 1 |  | 48.75
OUTDOOR LTE ROUTER
ZY-SEC-LTE7480-M804 | K | LTE7480-M804-EUZNV1F | ZYXEL - LTE7480 - LTE Outdoor Router Cat16. SIM Card Slot. Antenne integrate. IP68. PoE (13W), PoE injector incluso. | 1 |  | 353.92
ZY-SEC-LTE7490-M904 | ) | LTE7490-M904-EU01V1F | ZYXEL - LTE7490 - LTE Outdoor Router Cat18. SIM Card Slot. Antenne integrate. IP68. PoE (16W), PoE injector incluso. | 1 |  | 421.15
ZY-SEC-NR7101 | ) | NR7101-EU01V1F | ZYXEL - LTE7490 - 5G/LTE Outdoor Router, download fino a 5Gbps. SIM Card Slot. Supporto PoE (16W), PoE inj. incl. | 1 |  | 586.39
SECURITY SOLUTIONS
Advance Threat Protection (ATP) Firewall
ZY-SEC-ATP100-EU0102F | ) | ATP100-EU0102F | ZYXEL - ATP Firewall 100. Porte: 1xWAN, 3xLAN/DMZ, 1xOPT, 1xSFP. VPN: 40 IPSec/L2TP, 30 SSL, Amazon VPC. Per 15 utenti. | 1 |  | 600.78
ZY-SEC-ATP100W-EU0102 | ) | ATP100W-EU0102F | ZYXEL - ATP Firewall 100. Porte: 1xWAN, 3xLAN/DMZ, 1xOPT, 1xSFP. Access point AC1200 integrato. Consigliato per 15 utenti. | 1 |  | 721.12
ZY-SEC-LIC-GOLD-ZZ0014F | ) | LIC-GOLD-ZZ0014F | ZYXEL - iCard Gold Security Pack, Rinnovo servizi per ATP100 - Durata 1 Anno | 1 |  | 257.48
ZY-SEC-LIC-GOLD-ZZ0015F | ) | LIC-GOLD-ZZ0015F | ZYXEL - iCard Gold Security Pack, Rinnovo servizi per ATP100 - Durata 2 Anni | 1 |  | 386.66
ZY-SEC-ATP200-EU0102F | ) | ATP200-EU0102F | ZYXEL - ATP Firewall 200. Porte: 2xWAN, 4xLAN/DMZ, 1xSFP. VPN: 40 IPSec/L2TP, 60 SSL, Amazon VPC. Consigliato per 50 utenti. | 1 |  | 945.86
ZY-SEC-LIC-GOLD-ZZ0001F | ) | LIC-GOLD-ZZ0001F | ZYXEL - iCard Gold Security Pack, Rinnovo servizi per ATP200 - Durata 1 Anno | 1 |  | 330.04
ZY-SEC-LIC-GOLD-ZZ0002F | ) | LIC-GOLD-ZZ0002F | ZYXEL - iCard Gold Security Pack, Rinnovo servizi per ATP200 - Durata 2 Anni | 1 |  | 578.66
ZY-SEC-LIC-GOLD-ZZ0003F | ) | LIC-GOLD-ZZ0003F | ZYXEL - iCard Gold Security Pack, Rinnovo servizi per ATP500 - Durata 1 Anno | 1 |  | 422.94
ZY-SEC-LIC-GOLD-ZZ0004F | ) | LIC-GOLD-ZZ0004F | ZYXEL - iCard Gold Security Pack, Rinnovo servizi per ATP500 - Durata 2 Anni | 1 |  | 662.72
ZY-SEC-ATP700-EU0102F | ) | ATP700-EU0102F | ZYXEL - ATP Firewall 700. Porte: 12xOPT, 2xSFP. VPN: 1000 IPSec/L2TP, 150 SSL. Incl 1 Anno Gold Security Pack. 500 utenti. | 1 |  | 1777.58
ZY-SEC-LIC-GOLD-16F | ) | LIC-GOLD-ZZ0016F | ZYXEL - iCard Gold Security Pack, Rinnovo servizi per ATP700 - Durata 1 Anno | 1 |  | 724.66
ZY-SEC-LIC-GOLD-17F | ) | LIC-GOLD-ZZ0017F | ZYXEL - iCard Gold Security Pack, Rinnovo servizi per ATP700 - Durata 2 Anni | 1 |  | 1175.91
Security Gateway Serie Performance
Unified Security Gateway
ZY-SEC-USG-20-VPN | ) | USG20-VPN-EU0101F | ZYXEL - VPN Security Gateway 20. Porte: 1xWAN, 4xLAN, 1xSFP, 1xUSB. Consigliato per 5 utenti. | 1 |  | 217.31
ZY-SEC-USG-20W-VPN | ) | USG20W-VPN-EU0101F | ZYXEL - VPN Security Gateway 20W. Porte: 1xWAN, 4xLAN, 1xSFP, 1xUSB. Wireless AP integrato AC. Consigliato per 5 utenti. | 1 |  | 339.49
VPN Firewall
ZY-SEC-VPN50-EU01F | ) | VPN50-EU0101F | ZYXEL -VPN50. Porte: 1xWAN, 4xLAN, 1xSFP, 1xUSB. VPN: 50 IPSec/L2TP, 10 SSL (espandibile a 50), Amazon VPC. Single Sign-On. PCI DSS Compliant. SecuDeployer (Client). WLAN Controller 4 AP (espandibile a 36). Hotspot Facebook Wi-Fi Max 64 device. Include 1 anno servizio Content Filtering 2.0. Consigliato per 50 utenti. | 1 |  | 414.5
ZY-SEC-VPN100-EU01F | ) | VPN100-EU0101F | ZYXEL - NebulaFlex SD-WAN Firewall 100. Porte: 2xWAN, 4xLAN, 1xSFP, 2xUSB. SD-WAN Features (1 anno). Consigliato per 100 utenti. | 1 |  | 554.66
ZY-SEC-VPN300-EU01F | ) | VPN300-EU0101F | ZYXEL -VPN300. Porte: 7xOPT, 1xSFP, 2xUSB. VPN: 300 IPSec/L2TP, 50 SSL (espandibile a 300), Amazon VPC. Single Sign-On e SSL Inspection. PCI DSS Compliant. Device HA. SecuDeployer (Server). WLAN Controller 4 AP (espandibile a 132). Hotspot Facebook Wi-Fi per max 800 device (Hotspot Management opzionale). Include 1 anno servizio Content Filtering 2.0. Consigliato per 200 utenti. | 1 |  | 952.92
ZY-SEC-VPN1000-EU01F | ) | VPN1000-EU0101F | ZYXEL - NebulaFlex SD-WAN Firewall 1000. Porte: 12xOPT, 2xSFP, 2xUSB. SD-WAN Features (1 anno) | 1 |  | 1563.14
ZY-SEC-LIC-CCF-043F | ) | LIC-CCF-ZZ0043F | ZYXEL - iCard Cyren, Rinnovo servizio Content Filtering 2.0 per VPN50 - durata 1 anno | 1 |  | 174.31
ZY-SEC-LIC-CCF-045F | ) | LIC-CCF-ZZ0045F | ZYXEL - iCard Cyren, Rinnovo servizio Content Filtering 2.0 per VPN100 - durata 1 anno | 1 |  | 262.79
ZY-SEC-LIC-CCF-047F | ) | LIC-CCF-ZZ0047F | ZYXEL - iCard Cyren, Rinnovo servizio Content Filtering 2.0 per VPN300 - durata 1 anno | 1 |  | 326.49
ZY-SEC-LIC-SECRP-001F | ) | LIC-SECRP-ZZ0001F | ZYXEL - SecuReporter Premium per USG20/20W-VPN,USG40/40W, USG60/60W, USG110/210/310, USGFLEX100/200/500 - durata 1 anno | 1 |  | 129.18
ZY-SEC-LIC-SECRP-002F | ) | LIC-SECRP-ZZ0002F | ZYXEL - SecuReporter Premium per USG20/20W-VPN,USG40/40W, USG60/60W, USG110/210/310, USGFLEX100/200/500 - durata 2 anni | 1 |  | 230.05
Next Generation Security Gateway
ZY-SEC-USG-40-BUN | L | USG40-EU0102F | ZYXEL -Next-Gen Security Gateway 40 Bundle. Include: USG 40, 1 anno servizi Application Intelligence e IDP, Content Filtering (HTTPS Filtering e GeO IP), Anti Virus, Anti Spam e Anti Ransomware. Consigliato per 15 utenti. | 1 |  | 384.82
SERVIZI SECURITY
Servizi e opzioni Security
Centralized Network Management
ZY-SEC-CNM-START-Z1F | ) | CNM-START-ZZ0001F | ZYXEL - CNM-Start, E-iCard CloudCNM Start-up Package con 10 device, sottoscrizione 1 anno, VM License | 1 |  | 588.4
ZY-SEC-CNM-NODE-Z1F | ) | CNM-NODE-ZZ0001F | ZYXEL - CNM-Node, E-iCard CloudCNM 10 device aggiuntivi, VM License | 1 |  | 489.29
ZY-SEC-CNM-NODE-Z2F | ) | CNM-NODE-ZZ0002F | ZYXEL - CNM-Node, E-iCard CloudCNM 50 device aggiuntivi, VM License | 1 |  | 1961.61
ZY-SEC-CNM-NODE-Z3F | ) | CNM-NODE-ZZ0003F | ZYXEL - CNM-Node, E-iCard CloudCNM 200 device aggiuntivi, VM License | 1 |  | 5622.93
ZY-SEC-CNM-ANNUAL-Z1F | ) | CNM-ANNUAL-ZZ0001F | ZYXEL - CNM-Annual, E-icard CloudCNM sottoscrizione 1 anno, VM License | 1 |  | 489.29
ZY-SEC-CNM-ANNUAL-Z2F | ) | CNM-ANNUAL-ZZ0002F | ZYXEL - CNM-Annual, E-icard CloudCNM sottoscrizione 2 anni, VM License | 1 |  | 982.13
Servizi e opzioni per Next Generation Security Gateway
Hotspot Management
ZY-SEC-LICHSMZZ0001F | ) | LIC-HSM-ZZ0001F | ZYXEL - iCard, Servizio Hotspot Management, device inclusi: 200 per USG60/USG110/USG210/ZYWALL110/VPN100, 500 per USG310/ZYWALL310/VPN300, 800 per USG1100/ZYWALL1100, 1500 per USG1900, 2000 per USG2200 - 1 anno | 1 |  | 172.54
ZY-SEC-LICSXZZ0005F | ) | LIC-SX-ZZ0005F | ZYXEL - iCard, Sottoscrizione 100 device aggiuntivi per USG/USGFLEX/VPN/ZYWALL | 1 |  | 367.19
ZY-SEC-LICSXZZ0006F | ) | LIC-SX-ZZ0006F | ZYXEL - iCard, Sottoscrizione 300 device aggiuntivi per USG/USGFLEX/VPN/ZYWALL | 1 |  | 675.99
Licenze VPN
ZY-SEC-LICSSLZZ0015F | ) | LIC-SSL-ZZ0015F | ZYXEL - iCard, aggiunge 5 Tunnel SSL VPN per USG/VPN/ZYWALL - Compatibile solo con i modelli attualmente a listino | 1 |  | 42.34
ZY-SEC-LICSSLZZ0016F | ) | LIC-SSL-ZZ0016F | ZYXEL - iCard, aggiunge 10 Tunnel SSL VPN per USG/VPN/ZYWALL - Compatibile solo con i modelli attualmente a listino | 1 |  | 84.69
ZY-SEC-LICSSLZZ0017F | ) | LIC-SSL-ZZ0017F | ZYXEL - iCard, aggiunge 50 Tunnel SSL VPN per USG/VPN(mod. USG110/VPN100/ZYWALL110 o sup).Compatibile solo con modelli a listino | 1 |  | 424.38
Sottoscrizioni iCard USG 40/40W
ZY-SEC-LICEAPZZ0019F | ) | LIC-EAP-ZZ0019F | ZYXEL - iCard Wi-Fi, Upgrade 8 Wireless AP per USG/USGFLEX/ZYWALL/VPN/UAG/SBG | 1 |  | 367.19
Sottoscrizioni iCard USG 110
ZY-SEC-LICEAPZZ0019F | ) | LIC-EAP-ZZ0019F | ZYXEL - iCard Wi-Fi, Upgrade 8 Wireless AP per USG/USGFLEX/ZYWALL/VPN/UAG/SBG | 1 |  | 367.19
Sottoscrizioni iCard USG 210
ZY-SEC-LICEAPZZ0019F | ) | LIC-EAP-ZZ0019F | ZYXEL - iCard Wi-Fi, Upgrade 8 Wireless AP per USG/USGFLEX/ZYWALL/VPN/UAG/SBG | 1 |  | 367.19
Sottoscrizioni iCard USG 310
ZY-SEC-LICEAPZZ0019F | ) | LIC-EAP-ZZ0019F | ZYXEL - iCard Wi-Fi, Upgrade 8 Wireless AP per USG/USGFLEX/ZYWALL/VPN/UAG/SBG | 1 |  | 367.19
Sottoscrizioni iCard USG 1100
ZY-SEC-LICEAPZZ0019F | ) | LIC-EAP-ZZ0019F | ZYXEL - iCard Wi-Fi, Upgrade 8 Wireless AP per USG/USGFLEX/ZYWALL/VPN/UAG/SBG | 1 |  | 367.19
Sottoscrizioni iCard USG 1900
ZY-SEC-LICEAPZZ0019F | ) | LIC-EAP-ZZ0019F | ZYXEL - iCard Wi-Fi, Upgrade 8 Wireless AP per USG/USGFLEX/ZYWALL/VPN/UAG/SBG | 1 |  | 367.19
DIGITAL HOME SOLUTION
Wireless
ZY-WRL-WAP3205V3 | J | WAP3205V3-EU0101F | ZYXEL - WAP-3205v3, Wireless Access Point e Range Extender N 300Mbps, 2 porte LAN | 1 | ↓ | 16.7
ZY-WRL-WSQ50-EU0201F | ) | WSQ50-EU0201F | ZYXEL - Multy X WiFi System AC 3000Mbps Tri-Band Wave2, 1 porta WAN Gigabit, 3 porte LAN Gigabit, (Pack di 2pz) | 1 |  | 280.45
ZY-WRL-WSQ50-EU0101F | ) | WSQ50-EU0101F | ZYXEL - Multy X WiFi System AC 3000 Tri-Band Wave2, 1 porta WAN Gigabit, 3 porte LAN Gigabit, (Single Pack) | 1 |  | 166.91
ZY-WRL-WSQ50-EU0301F | ) | WSQ50-EU0301F | ZYXEL - Multy X WiFi System AC 3000 Tri-Band Wave2, 1 porta WAN Gigabit, 3 porte LAN Gigabit, (Pack di 3pz) | 1 |  | 405.66
ZY-WRL-WSQ60-EU0101F | ) | WSQ60-EU0101F | ZYXEL - Multy Plus WiFi System AC3000 Tri-Band Wave2. Include 1 anno servizio AiShield. (Single Pack) | 1 |  | 205.32
ZY-WRL-WSQ60-EU0201F | ) | WSQ60-EU0201F | ZYXEL - Multy Plus WiFi System AC3000 Tri-Band Wave2, 1 porta WAN Gigabit, 3 porte LAN Gigabit. Include 1 anno servizio AiShield. (Pack of 2) | 1 |  | 363.92
ZY-WRL-NBG6615-EU0101F | ) | NBG6615-EU0101F | NBG-6615, Dual Band MU-MIMO Wireless AC Router e Access Point, 1 porta WAN Gigabit, 4 porte LAN Gigabit, Wireless AC 1200Mbps | 1 | ↓ | 24.96
ZY-WRL-NBG-418NV2 | ) | NBG-418NV2-EU0101F | ZYXEL - NBG-418N v2, Wireless Router e Access Point, 1 porta WAN, 4 porte LAN, Wireless N 300Mbps | 1 | ↓ | 8.26
ZY-WRL-NBG6515EU0102F | ) | NBG6515-EU0102F | ZYXEL - NBG-6515, Dual Band Wireless AC Router e Access Point, 1 porta WAN Gigabit, 4 porte LAN Gigabit, Wireless AC 750Mbps | 1 | ↓ | 24.96
ZY-WRL-NBG6604-EU01F | ) | NBG6604-EU0101F | ZYXEL - NBG-6604, Dual Band Wireless AC Router e Access Point, 1 porta WAN, 4 porte LAN, Wireless AC 1200Mbps | 1 | ↓ | 24.96
ZY-WRL-WRE-2206 | J | WRE2206-EU0101F | ZYXEL - WRE-2206, Wireless Range Extender N 300Mbit, 1 porta LAN, Plug&Play | 1 | ↓ | 15.85
ZY-WRL-WRE6505V2-E01F | ) | WRE6505V2-EU0101F | ZYXEL - NWD-6505 v2, Wireless USB Client AC 600Mbps, Dual-Band | 1 | ↓ | 16.61
ZY-WRL-NWD-6605 | ) | NWD6605-EU0101F | ZYXEL - NWD-6605, Wireless USB Client AC 1200Mbps, Dual-Band | 1 | ↓ | 15.02
Powerline
ZY-ACC-PLA6457 | ) | PLA6457-EU0201F | ZYXEL - PLA6457, Powerline pass-through 2400 Mbps, 1 porta LAN GbE, (Pack 2pz) | 1 |  | 83.39
ZY-ACC-PLA5456 | ) | PLA5456-EU0201F | ZYXEL - PLA5456, Powerline pass-through 2000 Mbps, 1 porta LAN GbE, (Pack 2pz) | 1 | NEW | 70.87
NAS
ZY-ACC-NSA-326 | ) | NAS326-EU0101F | ZYXEL - NSA-326. Multimedia NAS per 2 HD SATA, porta LAN Gigabit, 2 porte USB 3.0, 1 porta USB, modalita RAID 0/1 e JBOD | 1 | ↓ | 113.49
ZY-ACC-NSA-542 | ) | NAS542-EU0101F | ZYXEL - NSA-542. Multimedia NAS per 4 HD SATA, CPU Dual Core, 2 porte LAN Gigabit, 3 porte USB 3.0, lettore SD Card, modalita RAID 0/1/5/6/10 fino a 24TB | 1 | ↓ | 205.32
FORMAZIONE
Zyxel Certified
ZY-ACC-TRAINING | ) | ZY-TRAINING | ZYXEL - Corso Zyxel ZCNE 1gr LIVELLO - Certified | 1 |  | 250
Servizi di installazione e configurazione
ZY-ACC-EUCS-ZZ0002F | ) | LIC-EUCS-ZZ0002F | ZYXEL - ConfigService - Configurazione remota Security (UTM / Hotspot/VPN/WiFi Controlle / Nebula) (max. 4 ore di intervento) | 1 |  | 431.82
ZY-ACC-EUCS-ZZ0003F | ) | LIC-EUCS-ZZ0003F | ZYXEL - ConfigService - Configurazione remota DSLAM / GPON / DAS (max. 4 ore di intervento) | 1 |  | 492.27
ZY-ACC-EUCS-ZZ0005F | ) | LIC-EUCS-ZZ0005F | ZYXEL - ConfigService - Configurazione remota Premium per progetti (max. 8 ore di intervento) | 1 |  | 906.82
ZY-ACC-EUCS-ZZ0006F | ) | LIC-EUCS-ZZ0006F | ZYXEL - ConfigService - Configurazione remota Switch / Nebula (max. 2 ore di intervento) | 1 |  | 285
ZY-ACC-EUCS-ZZ0007F | ) | LIC-EUCS-ZZ0007F | ZYXEL - ConfigService - Configurazione remota Wireless AP / WiFi Controller / Nebula (max. 2 ore di intervento) | 1 |  | 185.68
ZY-ACC-EUCS-ZZ0008F | ) | LIC-EUCS-ZZ0008F | ZYXEL - ConfigService - Configurazione remota 1 ora | 1 |  | 147.68

## BRADY LABEL & PRINTER
Listino Giugno22 |  |  | WWW.COMPASSTECH.IT
Indice
Brady
Cod. Compass |  | Cod. Vendor | Descrizione | MOQ |  | End-User | Netto
Nastri di stampa per TLS 2200 (sostituita dalla BMP71)
BY-R-4310 | J | 018558 | BRADY -AF- Nastro nero serie 4300 in cera/resina, resist. sbavature e prod.chimici per TLS2200; 50,00mm x 22,86m | 1 |  | 33.86 | 33.86
BY-R-4410W | ) | 018705 | BRADY -AF- Nastro bianco serie 4410 in resina, resist. graffi, calore elevato e solventi per TLS2200; 50,00mm x 22,90m | 1 |  | 33.13 | 33.13
BY-R-4410B | ) | 018706 | BRADY -AF- Nastro blu serie 4400 in resina, resist. graffi, calore elevato e solventi per TLS2200; 50,00mm x 22,86m | 1 |  | 33.13 | 33.13
BY-R-4410R | ) | 018704 | BRADY -AF- Nastro rosso serie 4410 in resina, resist. graffi, calore elevato e solventi per TLS2200; 50,00mm x 22,86m | 1 |  | 33.13 | 33.13
BY-R-6010 | ) | 018559 | BRADY -AF- Nastro nero senza alogeni serie 6000 in resina, resist. solventi, termica e graffi per TLS2200; 50,00mm x 22,86m | 1 |  | 33.86 | 33.86
BY-R-6210 | J | 018560 | BRADY -AF- Nastro nero serie 6200 in resina, resist. calore, abrasione e sost. chimiche per TLS2200; 50,00mm x 22,86m | 1 |  | 33.86 | 33.86
Etichette per Cablaggio Strutturato compatibili con TLS 2200, M611, BMP61, BMP71 (con adattatore)
BY-PTL-12-109 | J | 018347 | BRADY -AF- Targhetta in polietilene B-109 19,05x76,20mm identificazione fasci di cavi per M611/BMP61/BMP71 -bianca- (100 pz) | 1 |  | 46.84 | 46.84
BY-PTL-57-412 | ) | 018610 | BRADY -AF- Targhetta in rotolo in polipropilene B-412 12,70mmx15,24m scrittura su 2 righe per M611/BMP61/BMP71 -bianca- | 1 |  | 85.67 | 85.67
BY-PTL-59-412 | ) | 018744 | BRADY -AF- Targhetta in rotolo in polipropilene B-412 19,94mmx15,24m scrittura su 2 righe per M611/BMP61/BMP71 -bianca- | 1 |  | 118.3 | 118.3
BY-PTL-7-422 | ) | 018668 | BRADY -AF- Etichetta in poliestere B-422 12,70x12,70mm per M611/BMP61/BMP71 -bianca- (500 pz) | 1 |  | 48.64 | 48.64
BY-PTL-8-422 | ) | 018329 | BRADY -AF- Nastro continuo in poliestere B-422 12,70mmx15,24m scrittura su 2 righe per M611/BMP61/BMP71 -bianco- | 1 |  | 52.97 | 52.97
BY-PTLTB-8-422 | J | 217003 | BRADY -AF- Nastro continuo in poliestere B-422 8,00mmx15,00m scrittura su 1 riga per M611/BMP61/BMP71 -bianco- | 1 |  | 47.66 | 47.66
BY-PTL-19-422 | ) | 018371 | BRADY -AF- Etichetta in poliestere B-422 25,40x25,40mm per M611/BMP61/BMP71 -bianca- (250 pz) | 1 |  | 45.03 | 45.03
BY-PTL-20-422 | ) | 018374 | BRADY -AF- Etichetta in poliestere B-422 25,40x50,80mm per M611/BMP61/BMP71 -bianca- (100 pz) | 1 |  | 34.81 | 34.81
BY-PTL-42-422 | ) | 018627 | BRADY -AF- Nastro continuo in poliestere B-422 25,40mmx15,24m per M611/BMP61/BMP71 -bianco- | 1 |  | 93 | 93
BY-PTL-43-422 | ) | 018628 | BRADY -AF- Nastro continuo in poliestere B-422 48,26mmx15,24m per M611/BMP61/BMP71 -bianco- | 1 |  | 139.53 | 139.53
BY-PTL-45-422 | ) | 018666 | BRADY -AF- Etichetta in poliestere B-422 38,10x9,53mm per M611/BMP61/BMP71 -bianca- (500 pz) | 1 |  | 60.3 | 60.3
BY-PTL-6-423 | ) | 018322 | BRADY -AF- Etichetta in poliestere B-423 12,70x6,99mm per M611/BMP61/BMP71 -bianca- (750 pz) | 1 |  | 51.2 | 51.2
BY-PTL-19-423 | ) | 018372 | BRADY -AF- Etichetta in poliestere B-423 25,40x25,40mm per M611/BMP61/BMP71 -bianca- (250 pz) | 1 |  | 37.84 | 37.84
BY-PTL-20-423 | ) | 018375 | BRADY -AF- Etichetta in poliestere B-423 25,40x50,80mm per M611/BMP61/BMP71 -bianca- (100 pz) | 1 |  | 30.28 | 30.28
BY-PTL-31-423 | ) | 018427 | BRADY -AF- Etichetta in poliestere B-423 38,10x25,40mm per M611/BMP61/BMP71 -bianca- (250 pz) | 1 |  | 42.7 | 42.7
BY-PTLFT-01-425 | ) | 217021 | BRADY -AF- Etichetta a bandiera in polipropilene B-425A 30,00x20,00mm posiz. orizzontale per M611/BMP61/BMP71 -bianca- (250 pz) | 1 |  | 54.74 | 54.74
BY-PTLFP-01-425 | J | 217020 | BRADY -AF- Etichetta a bandiera in polipropilene B-425A 30,00x20,00mm posiz. verticale per M611/BMP61/BMP71 -bianca- (250 pz) | 1 |  | 54.74 | 54.74
BY-PTL-10-427 | ) | 018341 | BRADY -AF- Etichetta in vinile autolaminante B-427 6,35x19,05mm per M611/BMP61/BMP71 -bianca- (750 pz) | 1 |  | 44.3 | 44.3
BY-PTL-18-427 | ) | 018369 | BRADY -AF- Etichetta in vinile autolaminante B-427 19,05x25,40mm per M611/BMP61/BMP71 -bianca- (250 pz) | 1 |  | 41.24 | 41.24
BY-PTL-19-427 | J | 018373 | BRADY -AF- Etichetta in vinile autolaminante B-427 25,40x25,40mm per M611/BMP61/BMP71 -bianca- (250 pz) | 1 |  | 56.67 | 56.67
BY-PTL-21-427 | J | 018380 | BRADY -AF- Etichetta in vinile autolaminante B-427 25,40x63,50mm per M611/BMP61/BMP71 -bianca- (100 pz) | 1 |  | 43.43 | 43.43
BY-PTL-21-427-YL | ) | 018511 | BRADY -AF- Etichetta in vinile autolaminante B-427 25,40x63,50mm per M611/BMP61/BMP71 -gialla- (100 pz) | 1 |  | 43.43 | 43.43
BY-PTL-21-427-GY | ) | 018514 | BRADY -AF- Etichetta in vinile autolaminante B-427 25,40x63,50mm per M611/BMP61/BMP71 -grigia- (100 pz) | 1 |  | 43.43 | 43.43
BY-PTL-23-427 | ) | 018389 | BRADY -AF- Etichetta in vinile autolaminante B-427 25,40x101,60mm per M611/BMP61/BMP71 -bianca- (100 pz) | 1 |  | 41.44 | 41.44
BY-PTL-29-427 | ) | 018415 | BRADY -AF- Etichetta in vinile autolaminante B-427 12,70x38,100mm per M611/BMP61/BMP71 -bianca- (500 pz) | 1 |  | 61.77 | 61.77
BY-PTL-30-427 | ) | 018422 | BRADY -AF- Etichetta in vinile autolaminante B-427 19,05x38,10mm per M611/BMP61/BMP71 -bianca- (250 pz) | 1 |  | 46.14 | 46.14
BY-PTL-31-427 | J | 018428 | BRADY -AF- Etichetta in vinile autolaminante B-427 25,40x38,10mm per M611/BMP61/BMP71 -bianca- (250 pz) | 1 |  | 58.42 | 58.42
BY-PTL-31-427-YL | ) | 018577 | BRADY -AF- Etichetta in vinile autolaminante B-427 25,40x38,10mm per M611/BMP61/BMP71 -gialla- (250 pz) | 1 |  | 72.96 | 72.96
BY-PTL-32-427 | ) | 018432 | BRADY -AF- Etichetta in vinile autolaminante B-427 38,10x38,10mm per M611/BMP61/BMP71 -bianca- (250 pz) | 1 |  | 59.86 | 59.86
BY-PTL-33-427 | ) | 018434 | BRADY -AF- Etichetta in vinile autolaminante B-427 38,10x101,60mm per M611/BMP61/BMP71 -bianca- (100 pz) | 1 |  | 56.15 | 56.15
BY-PTL-64-427 | ) | 018826 | BRADY -AF- Etichetta in vinile autolaminante B-427 25,40x85,73mm per M611/BMP61/BMP71 -bianca- (100 pz) | 1 |  | 26.61 | 26.61
BY-PTL-66-427 | J | 217035 | BRADY -AF- Etichetta in vinile autolaminante B-427 49,28x80,00mm per M611/BMP61/BMP71 -bianca- (100 pz) | 1 |  | 58.94 | 58.94
BY-PTL-103-427 | J | 062350 | BRADY -AF- Etichetta in vinile autolaminante B-427 25,40x31,75mm per M611/BMP61/BMP71 -bianca- (250 pz) | 1 |  | 50.46 | 50.46
BY-PTL-29-428 | ) | 018416 | BRADY -AF- Etichetta in poliestere B-428 38,10x12,70mm per M611/BMP61/BMP71 -metallizzata- (500 pz) | 1 |  | 79.99 | 79.99
BY-PTL-8-430 | ) | 018332 | BRADY -AF- Nastro continuo in poliestere B-422 12,70mmx15,24m etic. patch panel su 2 righe per M611/BMP61/BMP71 -trasparente- | 1 |  | 48.92 | 48.92
BY-PTL-8-439 | J | 018629 | BRADY -AF- Nastro continuo in vinile B-439 12,70mmx15,24m per M611/BMP61/BMP71 -bianco- | 1 |  | 52 | 52
BY-PTL-8-439-BL | ) | 011177 | BRADY -AF- Nastro continuo in vinile B-439 12,70mmx15,24m per M611/BMP61/BMP71 -blu- | 1 |  | 52 | 52
BY-PTL-8-439-RD | ) | 018679 | BRADY -AF- Nastro continuo in vinile B-439 12,70mmx15,24m per M611/BMP61/BMP71 -rosso- | 1 |  | 52 | 52
BY-PTL-8-439-YL | J | 018631 | BRADY -AF- Nastro continuo in vinile B-439 12,70mmx15,24m per M611/BMP61/BMP71 -giallo- | 1 |  | 52 | 52
BY-PTL-42-439 | ) | 018617 | BRADY -AF- Nastro continuo in vinile B-439 25,40mmx15,24m per M611/BMP61/BMP71 -bianco- | 1 |  | 71.25 | 71.25
BY-PTL-42-439-BK | ) | 011188 | BRADY -AF- Nastro continuo in vinile B-439 25,40mmx15,24m per M611/BMP61/BMP71 -nero- | 1 |  | 71.25 | 71.25
BY-PTL-42-439-YL | J | 018625 | BRADY -AF- Nastro continuo in vinile B-439 25,40mmx15,24m per M611/BMP61/BMP71 -bianco- | 1 |  | 71.25 | 71.25
BY-PTL-43-439 | ) | 018620 | BRADY -AF- Nastro continuo in vinile B-439 48,26mmx15,24m per M611/BMP61/BMP71 -bianco- | 1 |  | 92.46 | 92.46
BY-PTL-43-439-GR | ) | 011180 | BRADY -AF- Nastro continuo in vinile B-439 48,26mmx15,24m per M611/BMP61/BMP71 -verde- | 1 |  | 92.46 | 92.46
BY-PTL-43-439-RD | ) | 018681 | BRADY -AF- Nastro continuo in vinile B-439 48,26mmx15,24m per M611/BMP61/BMP71 -rosso- | 1 |  | 92.46 | 92.46
BY-PTL-43-439-BL | ) | 011181 | BRADY -AF- Nastro continuo in vinile B-439 48,26mmx15,24m per M611/BMP61/BMP71 -blu- | 1 |  | 92.46 | 92.46
BY-PTL-43-439-YL | ) | 018626 | BRADY -AF- Nastro continuo in vinile B-439 48,26mmx15,24m per M611/BMP61/BMP71 -giallo- | 1 |  | 92.46 | 92.46
BY-PTL-19-483 | ) | 018603 | BRADY -AF- Etichetta in poliestere ad alta adesione B-483 25,40x25,40mm per M611/BMP61/BMP71 -bianca- (250 pz) | 1 |  | 42.59 | 42.59
BY-PTL-29-486 | ) | 018731 | BRADY -AF- Etichetta in poliestere metallizzato B-486 38,10x12,70mm per M611/BMP61/BMP71 -grigia- (500 pz) | 1 |  | 83.03 | 83.03
BY-PTL-30-486 | ) | 018721 | BRADY -AF- Etichetta in poliestere metallizzato B-486 38,10x19,05mm per M611/BMP61/BMP71 -grigia- (250 pz) | 1 |  | 57.67 | 57.67
BY-PTL-37-486 | ) | 018722 | BRADY -AF- Etichetta in poliestere metallizzato B-486 76,20x48,26mm per M611/BMP61/BMP71 -grigia- (100 pz) | 1 |  | 63.7 | 63.7
BY-PTL-9-727 | ) | 139861 | BRADY -AF- Etichetta poliammide B-727 16,51x5,08mm per M611/BMP61/BMP71 -bianca- (750 pz) | 1 |  | 179.62 | 179.62
BY-PTS-0.95-500-321 | ) | 018473 | BRADY -AF- Tubetto termorestringente marcafili Permasleeve B-321 12,70x12,70mm per BMP61/71/M611 -bianco- (500 pz) | 1 |  | 471.4 | 471.4
BY-PTLTB-5-7551 | ) | 217034 | BRADY -AF- Nastro continuo in poliestere B-7551 4,50mmx15m scrittura su 1 riga per M611/BMP61/BMP71 -bianca- | 1 |  | 32.58 | 32.58
BY-PTLEP-02-7593-SV | ) | 802262 | BRADY -AF- Etichetta spessorata EPREP B-7593 27,00x12,55mm per M611/BMP61/BMP71/TLS2200 -silver- (250 pz) | 1 |  | 80.19 | 80.19
BY-PTLEP-05-7593-SV | ) | 802280 | BRADY -AF- Etichetta spessorata EPREP B-7593 30,00x40,00mm per M611/BMP61/BMP71/TLS2200 -silver- (100 pz) | 1 |  | 75.53 | 75.53
BY-PTLEP-07-7593-SV | ) | 620368 | BRADY -AF- Etichetta spessorata EPREP B-7593 35,00x18,00mm per BMP71/TLS2200 -silver- (100 pz) | 1 |  | 65.11 | 65.11
Nastri di stampa per BBP12 i5100 e i7100
BY-R-4300 | ) | 066027 | BRADY -AB- Nastro nero serie 4300 in cera/resina, resist. sbavature e prod.chimici per i5100 e IP series; 83,00mmx300,00m | 1 |  | 167.41 | 167.41
BY-R4300 83mmx300m /O | ) | 035243 | BRADY -AB- Nastro nero serie 4300 in cera/resina, resist. sbavature e prod.chimici per i7100; 83,00mmx300,00m | 1 |  | 152.48 | 152.48
BY-R-4302 60MMX300M | ) | 035244 | BRADY -AB- Nastro nero serie 4300 in cera/resina, resist. sbavature e prod.chimici per i7100; 60,00mmx300,00m | 1 |  | 111.8 | 111.8
BY-R-4307 | ) | 065886 | BRADY -AB- Nastro nero serie 4300 in cera/resina, resist. sbavature e prod.chimici per i5100; 110,00mmx300,00m | 1 |  | 240.31 | 240.31
BY-R-4402WT | ) | 035266 | BRADY -AB- Nastro bianco serie 4400 in resina, resist. graffi, calore elevato e solventi per THT/BBP72/81/i7100; 83,00mmx300,00m | 1 |  | 173.03 | 173.03
BY-R-4407WT | ) | 035264 | BRADY -AB- Nastro bianco serie 4400 in resina, resis. graffi, calore elevato e solventi per THT/BBP72/81/i7100; 110,00mmx300,00m | 1 |  | 229.19 | 229.19
BY-R-6000 | ) | 066202 | BRADY -AB- Nastro nero senza alogeni serie 6000 in resina, resis. solventi, termica e graffi per i5100 e IP series; 60,00mmx300m | 1 |  | 106.62 | 106.62
BY-R-6000HF | ) | 196516 | BRADY -AB- Nastro nero senza alogeni serie 6000 in resina, resist. solventi, termica e graffi per BBP11 e BBP12; 110,00mmx70m | 1 |  | 45.56 | 45.56
BY-R-6002 | ) | 066226 | BRADY -AB- Nastro nero serie 6000 senza alogeni in resina, resist. calore, abrasione e sost. chimiche per i5100; 83,00mmx300,00m | 1 |  | 157.24 | 157.24
BY-R-6007 | ) | 065959 | BRADY -AB- Nastro nero serie 6000 senza alogeni in resina, resis. calore, abrasione e sost. chimiche per i5100; 110,00mmx300,00m | 1 |  | 209.1 | 209.1
Etichette per Stampanti LASER
BY-ELAT-45-425 | ) | 217062 | BRADY -AB- Etichetta a bandiera in polipropilene B-425A 30,00x10,00 per stampanti laser posiz. verticale -bianca- (750 pz) | 1 |  | 134.93 | 134.93
BY-ELAT-44-425 | ) | 217061 | BRADY -AB- Etichetta a bandiera in polipropilene B-425A 30,00x10,00 per stampanti laser posiz. orizzontale -bianca- (750 pz) | 1 |  | 134.93 | 134.93
BY-ELAT-19-361 | ) | 029857 | BRADY -AB- Etichetta in poliestere autolaminante B-361B 25,00x80,44mm per stampanti laser -bianca- (1008 pz) | 1 |  | 301.95 | 301.95
BY-ELAT-27-361-1 | J | 014386 | BRADY -AB- Etichetta in poliestere autolaminante B-361B 47,00x80,00mm per stampanti laser -bianca- (1008 pz) | 1 |  | 603.74 | 603.74
BY-LAT-22-361-5 | ) | 029754 | BRADY -AB- Etichetta in poliestere autolaminante B-361B 12,70x38,10mm per stampanti laser -bianca- (5070 pz) | 1 |  | 359.72 | 359.72
BY-ELAT-15-361-5 | ) | 014385 | BRADY -AB- Etichetta in poliestere autolaminante B-361B 12,00x19,00mm per stampanti laser -bianca- (5070 pz) | 1 |  | 225.36 | 225.36
BY-ELAT-18-361-2.5 | J | 029856 | BRADY -AB- Etichetta in poliestere autolaminante B-361B 25,00x33,00mm per stampanti laser -bianca- (2520 pz) | 1 |  | 319.59 | 319.59
BY-LAT-41-707-10 | ) | 029838 | BRADY -AB- Etichetta in poliestere B-707A 38,10x9,53mm per stampanti laser -bianca- (10000 pz) | 1 |  | 550.83 | 550.83
BY-LAT-44-707-2.5 | ) | 029829 | BRADY -AB- Etichetta in poliestere B-707A 91,44x9,53mm per stampanti laser -bianca- (2520 pz) | 1 |  | 263.33 | 263.33
Stampante BBP12
BY-BBP12-EU-U-PWID | ) | 198595 | BRADY -AA- BBP12 stampante con svolgitore, cavo USB, cavo di alimentazione e suite PWID per Brady Workstation | 1 |  | 649 | 649
Stampanti i7100
BY-I7100-300-EU-PWID | ) | 198607 | BRADY -AA- i7100 stampante 300 dpi, cavo USB, cavo di alimentazione e suite PWID per Brady Workstation | 1 |  | 2040 | 2040
Nastri di stampa per BBP11/12 e i7100
BY-BBP11-R7950 | ) | 804465 | BRADY -AB- Nastro nero serie 7950 in cera/resina, resist. sbavature e prod.chimici per BBP11/12; 110,00mmx70,00m | 1 |  | 43.27 | 43.27
BY-R7950/40-300 | ) | 236005 | BRADY -AB- Nastro nero serie 7950 in cera/resina, resist. sbavature e prod.chimici per THT e i7100; 40,00mmx300,00m | 1 |  | 52.99 | 52.99
BY-R7950/90-300 | ) | 236004 | BRADY -AB- Nastro nero serie 7950 in cera/resina, resist. sbavature e prod.chimici per THT e i7100; 90,00mmx300,00m | 1 |  | 107.66 | 107.66
BY-BBP11-R7950/85 | ) | 804468 | BRADY - AB- Nastro nero serie 7950 in cera/resina, resist. sbavature e prod.chimici per BBP11/12; 85,00mmx70,00m | 1 |  | 33.41 | 33.41
BY-BBP11-U | ) | 361065 | BRADY -AJ- Supporto porta rotolo per BBP11 | 1 |  | 31.2 | 31.2
Etichette Thermal Tranfer per stampanti THT, BBP81, i5100 e i7100
BY-THT-17-422-3 | ) | 014942 | BRADY -AB- Etichetta in poliestere B-422 50,80x25,40mm per THT/BBP81/i5100/i7100 -bianca- (3000 pz) | 1 |  | 194.66 | 194.66
BY-THT-1-423-10 | ) | 030105 | BRADY -AB- Etichetta in poliestere B-423 19,050x6,35mm per THT/BBP81/i5100/i7100 -bianca- 10000 pz) | 1 |  | 81.26 | 81.26
BY-THT-17-423 | ) | 030131 | BRADY -AB- Etichetta in poliestere B-423 50,80x25,40mm per THT/BBP81/i5100/i7100 -bianca- (3000 pz) | 1 |  | 160.91 | 160.91
BY-THT-19-423-1 | ) | 030137 | BRADY -AB- Etichetta in poliestere B-423 76,20x50,80mm per THT/BBP81/i5100/i7100 -bianca- (1000 pz) | 1 |  | 162.15 | 162.15
BY-THT-21-423 | ) | 030151 | BRADY -AB- Nastro contiunuo in poliestere B-423 76,20mmx91,44m per THT/BBP81/i5100/i7100 -bianco- | 1 |  | 280.8 | 280.8
BY-THT-48-423 | ) | 030513 | BRADY -AB- Etichetta in poliestere B-423 50,80x6,35mm per THT/BBP81/i5100/i7100 -bianca- (10000 pz) | 1 |  | 180.45 | 180.45
BY-THT-55-424-1 | ) | 030246 | BRADY -AB- Etichetta in carta B-424 101,60x50,80mm per THT/BBP81/i5100/i7100 -bianca- (1000 pz) | 1 |  | 68.86 | 68.86
BY-THTFT-01-425 | ) | 217023 | BRADY -AB- Etichetta a bandiera in polipropilene B-425A 30,00x10,00mm posiz. orizz. per THT/BBP81/i5100/i7100 -bianca- (2500 pz) | 1 |  | 224.43 | 224.43
BY-THT-67-427-1.5 | ) | 030541 | BRADY -AB- Etichetta in vinile autolaminante B-427 50,80x57,15mm per THT/BBP81/i5100/i7100 -bianca- (rotolo 1500 pz) | 1 |  | 396.89 | 396.89
BY-THT-119-427-2.5 | ) | 622025 | BRADY -AB- Etichetta in vinile autolaminante B-427 38,10x38,10mm per THT/BBP81/i5100/i7100 -bianca- (rotolo 2500 pz) | 1 |  | 232.66 | 232.66
BY-THT-49-473-10 | ) | 029916 | BRADY -AB- Etichetta in poliestere disspiativo B-473 22,86x6,35mm per THT/BBP81/i5100/i7100 -bianca- (10000 pz) | 1 |  | 169.07 | 169.07
BY-THT-18-486-3 | ) | 020786 | BRADY -AB- Etichetta in poliestere metallizzato B-486 76,20x25,40mm per THT/BBP81/i5100/i7100 -grigia- (3000 pz) | 1 |  | 445.53 | 445.53
BY-THT-19-486-1 | ) | 020787 | BRADY -AB- Etichetta in poliestere metallizzato B-486 76,20x50,80mm per THT/BBP81/i5100/i7100 -grigia- (1000 pz) | 1 |  | 296.98 | 296.98
Stampanti BMP21 e accessori
BY-BMP21-PLUS | K | 139535 | BRADY -BG- BMP21 PLUS stampante in confezione blister | 1 |  | 99 | 99
BY-BMP21-PLUS-KIT EU | K | 134458 | BRADY -BG- BMP21 PLUS kit starter (con custodia rigida, batteria agli ioni di litio e cavo di alimentazione europeo) | 1 |  | 174 | 174
BY-BMP21-HC | K | 139542 | BRADY -BG- BMP21 PLUS custodia rigida | 1 |  | 36.99 | 36.99
BY-BMP21-PLUS-BATT | K | 139540 | BRADY -BG- BMP21 PLUS batteria ricaricabile agli ioni di litio | 1 |  | 52.99 | 52.99
BY-BMP21-MAGNET | K | 110891 | BRADY -BG- BMP21 accessorio magnetico | 1 |  | 13.99 | 13.99
BY-BMP21-TOOL | K | 110892 | BRADY -BG- BMP21 accessorio multifunzionale (magnete, torcia elettrica, supporto, passante per cintura e cinghia per asta) | 1 |  | 29.49 | 29.49
BY-BMP21-AC EUR | K | 110416 | BRADY -BG- BMP21 alimentatore AC EU - 220V | 1 |  | 49.99 | 49.99
BY-BMP21-PLUS EL-KIT | K | 134462 | BRADY -BG- BMP21 PLUS kit electrical (custodia rigida, batteria agli ioni di litio, cavo di aliment. UE, 3 conf. etichette) | 1 |  | 257 | 257
BY-BMP21-PLUSTLCKITEU | K | 134468 | BRADY -BG- BMP21 PLUS kit datacom (custodia rigida, batteria agli ioni di litio, cavo di aliment. UE, 3 conf. etichette) | 1 |  | 252 | 252
Stampanti M210
BY-M210 | ) | 152260 | BRADY -BG- M210 stampante in confezione di cartone | 1 | NEW | 99 | 99
BY-M210-KIT EU | ) | 311307 | BRADY -BG- M210 kit starter (con custodia rigida, batteria agli ioni di litio e cavo di alimentazione) | 1 | NEW | 174 | 174
Stampanti M210
BY-M211-EU-UK-US | ) | 170381 | BRADY -BG- M211 stampante in confezione di cartone con cavo alimentazione | 1 | NEW | 129 | 129
BY-M211-KIT-EU-UK-US | ) | 170390 | BRADY -BG- M211 kit starter (con custodia rigida, power bank, clip da cintura e cavo di alimentazione) | 1 | NEW | 205 | 205
Etichette per BMP21, M211, M210
BY-M21-375-423 | ) | 110896 | BRADY -BU- Nastro continuo in poliestere B-423 9,53mmx6,40m per BMP21 -nero su bianco- | 1 |  | 28.06 | 28.06
BY-M21-500-423 | ) | 110897 | BRADY -BU- Nastro continuo in poliestere B-423 12,70mmx6,40m per BMP21 -nero su bianco- | 1 |  | 31.54 | 31.54
BY-M21-750-423 | ) | 110898 | BRADY -BU- Nastro continuo in poliestere B-423 19,05mmx6,40m per BMP21 -nero su bianco- | 1 |  | 36.8 | 36.8
BY-M21-750-427 | ) | 110927 | BRADY -BU- Nastro continuo in vinile autolaminante B-427 19,05mmx4,30m per BMP21 -nero su bianco- | 1 |  | 36.69 | 36.69
BY-M21-1000-427 | J | 110928 | BRADY -BU- Nastro continuo in vinile autolaminante B-427 25,40mmx4,30m per BMP21 -nero su bianco- | 1 |  | 44.45 | 44.45
BY-M21-1250-427 | J | 110929 | BRADY -BU- Nastro continuo in vinile autolaminante B-427 31,75mmx4,30m per BMP21 -nero su bianco- | 1 |  | 45.27 | 45.27
BY-M21-1500-427 | J | 110930 | BRADY -BU- Nastro continuo in vinile autolaminante B-427 38,10mmx4,30m per BMP21 -nero su bianco- | 1 |  | 45.79 | 45.79
BY-M21-375-430 | ) | 110899 | BRADY -BU- Nastro continuo in poliestere B-430 9,53mmx6,40m per BMP21 -nero su trasparente- | 1 |  | 28.06 | 28.06
BY-M21-375-430-WT-CL | ) | 139748 | BRADY -BU- Nastro continuo in poliestere B-430 9,53mmx6,40m per BMP21 -bianco su trasparente- | 1 |  | 28.06 | 28.06
BY-M21-500-430 | ) | 110900 | BRADY -BU- Nastro continuo in poliestere B-430 12,70mmx6,40m per BMP21 -nero su trasparente- | 1 |  | 31.54 | 31.54
BY-M21-750-430 | ) | 110901 | BRADY -BU- Nastro continuo in poliestere B-430 19,05mmx6,40m per BMP21 -nero su trasparente- | 1 |  | 36.8 | 36.8
BY-M21-375-488 | ) | 110934 | BRADY -BU- Nastro continuo in poliestere B-488 9,53mmx6,40m per BMP21 -nero su bianco- | 1 |  | 29.79 | 29.79
BY-M21-500-488 | ) | 110935 | BRADY -BU- Nastro continuo in poliestere B-488 12,70mmx6,40m per BMP21 -nero su bianco- | 1 |  | 35.07 | 35.07
BY-M21-750-488 | ) | 110936 | BRADY -BU- Nastro continuo in poliestere B-488 19,05mmx6,40m per BMP21 -nero su bianco- | 1 |  | 40.32 | 40.32
BY-M21-375-499 | J | 110893 | BRADY -BU- Nastro continuo in tessuto di nylon B-499 9,53mmx4,88m per BMP21 -nero su bianco- | 1 |  | 24.44 | 24.44
BY-M21-500-499 | ) | 110894 | BRADY -BU- Nastro continuo in tessuto di nylon B-499 12,70mmx4,88m per BMP21 -nero su bianco- | 1 |  | 25.65 | 25.65
BY-M21-750-499 | J | 110895 | BRADY -BU- Nastro continuo in tessuto di nylon B-499 19,05mmx4,88m per BMP21 -nero su bianco- | 1 |  | 33.05 | 33.05
BY-M21-375-499-TB | ) | 110938 | BRADY -BU- Nastro continuo in tessuto di nylon B-499 9,53mmx4,88m per BMP21 -nero su bianco- | 1 |  | 24.95 | 24.95
BY-M21-375-595-WT | J | 142800 | BRADY -BU- Nastro continuo in vinile int/ext B-595 9,53mmx6,40m per BMP21 -nero su bianco- | 1 |  | 27.33 | 27.33
BY-M21-375-595-YL | J | 142803 | BRADY -BU- Nastro continuo in vinile int/ext B-595 9,53mmx6,40m per BMP21 -nero su giallo- | 1 |  | 27.33 | 27.33
BY-M21-375-595-BL | ) | 142806 | BRADY -BU- Nastro continuo in vinile int/ext B-595 9,53mmx6,40m per BMP21 -bianco su blu- | 1 |  | 27.33 | 27.33
BY-M21-375-595-GN | ) | 142802 | BRADY -BU- Nastro continuo in vinile int/ext B-595 9,53mmx6,40m per BMP21 -bianco su verde- | 1 |  | 27.33 | 27.33
BY-M21-375-595-OR | ) | 142809 | BRADY -BU- Nastro continuo in vinile int/ext B-595 9,53mmx6,40m per BMP21 -nero su arancio- | 1 |  | 27.33 | 27.33
BY-M21-375-595-RD | ) | 142810 | BRADY -BU- Nastro continuo in vinile int/ext B-595 9,53mmx6,40m per BMP21 -bianco su rosso- | 1 |  | 27.33 | 27.33
BY-M21-500-595-WT | J | 142807 | BRADY -BU- Nastro continuo in vinile int/ext B-595 12,70mmx6,40m per BMP21 -nero su bianco- | 1 |  | 30.71 | 30.71
BY-M21-500-595-YL | ) | 142799 | BRADY -BU- Nastro continuo in vinile int/ext B-595 12,70mmx6,40m per BMP21 -nero su giallo- | 1 |  | 30.71 | 30.71
BY-M21-500-595-BL | ) | 142798 | BRADY -BU- Nastro continuo in vinile int/ext B-595 12,70mmx6,40m per BMP21 -bianco su blu- | 1 |  | 30.71 | 30.71
BY-M21-500-595-GN | ) | 142805 | BRADY -BU- Nastro continuo in vinile int/ext B-595 12,70mmx6,40m per BMP21 -bianco su verde- | 1 |  | 30.71 | 30.71
BY-M21-500-595-OR | ) | 142796 | BRADY -BU- Nastro continuo in vinile int/ext B-595 12,70mmx6,40m per BMP21 -nero su arancio- | 1 |  | 30.71 | 30.71
BY-M21-500-595-RD | ) | 142795 | BRADY -BU- Nastro continuo in vinile int/ext B-595 12,70mmx6,40m per BMP21 -bianco su rosso- | 1 |  | 30.71 | 30.71
BY-M21-750-595-BL | ) | 142794 | BRADY -BU- Nastro continuo in vinile int/ext B-595 19,05mmx6,40m per BMP21 -bianco su blu- | 1 |  | 35.84 | 35.84
BY-M21-750-595-GN | ) | 142808 | BRADY -BU- Nastro continuo in vinile int/ext B-595 19,05mmx6,40m per BMP21 -bianco su verde- | 1 |  | 35.84 | 35.84
BY-M21-750-595-OR | ) | 142804 | BRADY -BU- Nastro continuo in vinile int/ext B-595 19,05mmx6,40m per BMP21 -nero su arancio- | 1 |  | 35.84 | 35.84
BY-M21-750-595-RD | ) | 142801 | BRADY -BU- Nastro continuo in vinile int/ext B-595 19,05mmx6,40m per BMP21 -bianco su rosso- | 1 |  | 35.84 | 35.84
BY-M21-750-595-WT | J | 142797 | BRADY -BU- Nastro continuo in vinile int/ext B-595 19,05mmx6,40m per BMP21 -nero su bianco- | 1 |  | 35.84 | 35.84
BY-M21-750-595-YL | J | 142811 | BRADY -BU- Nastro continuo in vinile int/ext B-595 19,05mmx6,40m per BMP21 -nero su giallo- | 1 |  | 35.84 | 35.84
Stampanti BMP41
BY-BMP41-KIT-EU | ) | 133254 | BRADY -AM- BMP41 kit stampante (custodia rigida, batt. al nickel, cavo di aliment. UE, 1 conf. etichette) | 1 |  | 310 | 310
BY-BMP41-EU-PWID | ) | 198648 | BRADY -AM- BMP41 kit stampante+PWID suite (custodia rigida, batt. al nickel, cavo di aliment. UE, 1 conf. etichette) | 1 |  | 420 | 420
Stampanti BMP51
BY-BMP51-EU | ) | 710894 | BRADY -AM- BMP51 stampante (custodia rigida, batt. ricaricabile agli ioni di litio, cavo di aliment. UE, 1 conf. etichette) | 1 |  | 520 | 520
BY-BMP51-EU-PWID | ) | 198630 | BRADY -AM- BMP51 stampante+PWID suite (custodia rigida, batt. ricar. agli ioni di litio, cavo di aliment. UE, 1 conf. etichette) | 1 |  | 629 | 629
BY-NET-LAN | ) | 142267 | BRADY -AJ- LAN network card per BMP51 | 1 |  | 85.2 | 85.2
Etichette BMP 41 e BMP 51
BY-MC-475-412 | ) | 143236 | BRADY -AF- Nastro continuo in polipropilene B-412 12,07mmx6,10m per BMP41/51/53 -bianco- | 1 |  | 72.09 | 72.09
BY-M-47-422 | ) | 131592 | BRADY -AF- Etichetta in poliestere B-422 25,40x12,70mm per BMP41/51/53 -nero su bianco- (480 pz) | 1 |  | 68.86 | 68.86
BY-M-47-427 | ) | 131589 | BRADY -AF- Etichetta in vinile autolaminante B-427 25,40x12,70mm per BMP41/51/53 -nero su bianco- (360 pz) | 1 |  | 41.71 | 41.71
BY-M-48-427 | ) | 131584 | BRADY -AF- Etichetta in vinile autolaminante B-427 25,40x19,05mm per BMP41/51/53 -nero su bianco- (200 pz) | 1 |  | 35.66 | 35.66
BY-M-51-427 | J | 131579 | BRADY -AF- Etichetta in vinile autolaminante B-427 25,40x63,50mm per BMP41/51/53 -nero su bianco- (110 pz) | 1 |  | 47.05 | 47.05
BY-M-53-427 | ) | 131587 | BRADY -AF- Etichetta in vinile autolaminante B-427 25,40x101,60mm per BMP41/51/53 -nero su bianco- (70 pz) | 1 |  | 45.32 | 45.32
BY-M-53-427-YL | J | 131601 | BRADY -AF- Etichetta in vinile autolaminante B-427 25,40x101,60mm per BMP41/51/53 -nero su giallo- (70 pz) | 1 |  | 45.32 | 45.32
BY-M-90-427 | ) | 131572 | BRADY -AF- Etichetta in vinile autolaminante B-427 19,05x38,10mm per BMP41/51/53 -nero su bianco- (180 pz) | 1 |  | 41.72 | 41.72
BY-M-91-427 | J | 131570 | BRADY -AF- Etichetta in vinile autolaminante B-427 25,40x38,10mm per BMP41/51/53 -nero su bianco- (180 pz) | 1 |  | 48.13 | 48.13
BY-M-91-427-YL | ) | 131573 | BRADY -AF- Etichetta in vinile autolaminante B-427 25,40x38,10mm per BMP41/51/53 -nero su giallo- (180 pz) | 1 |  | 48.13 | 48.13
BY-M-136-427 | ) | 131581 | BRADY -AF- Etichetta in vinile autolaminante B-427 25,40x19,05mm per BMP41/51/53 -nero su bianco- (340 pz) | 1 |  | 73.94 | 73.94
BY-M-143-427 | J | 131571 | BRADY -AF- Etichetta in vinile autolaminante B-427 25,40x31,75mm per BMP41/51/53 -nero su bianco- (200 pz) | 1 |  | 49.89 | 49.89
BY-M-60-483 | ) | 131599 | BRADY -AF- Etichetta in poliestere ad alta adesione B-483 25,40x50,80mm per BMP41/51/53 -nero su bianco- (140 pz) | 1 |  | 76.27 | 76.27
BY-MC-500-595-WT-BK | J | 143371 | BRADY -AF- Nastro continuo in vinile int/ext B-595 12,70mmx7,62m per BMP41/51/53 -nero su bianco- | 1 |  | 39.63 | 39.63
BY-MC-500-595-YL-BK | J | 143375 | BRADY -AF- Nastro continuo in vinile int/ext B-595 12,70mmx7,62m per BMP41/51/53 -nero su giallo- | 1 |  | 39.63 | 39.63
BY-MC-750-595-WT-BK | ) | 143372 | BRADY -AF- Nastro continuo in vinile int/ext B-595 19,05mmx7,62m per BMP41/51/53 -nero su bianco- | 1 |  | 44.55 | 44.55
BY-MC1-1000-595-WT-BK | J | 131582 | BRADY -AF- Nastro continuo in vinile int/ext B-595 25,40mmx7,62m per BMP41/51/53 -nero su bianco- | 1 |  | 49.53 | 49.53
BY-MC1-1000-595-YL-BK | J | 131583 | BRADY -AF- Nastro continuo in vinile int/ext B-595 25,40mmx7,62m per BMP41/51/53 -nero su giallo- | 1 |  | 49.53 | 49.53
BY-MC-1000-595-YL-BK | ) | 131583 | BRADY -AF- Nastro continuo in vinile int/ext B-595 25,40mmx7,62m per BMP41/51/53 -nero su giallo- | 1 |  | 49.53 | 49.53
BY-MC-1500-595-WT-BK | ) | 143374 | BRADY -AF- Nastro continuo in vinile int/ext B-595 38,10mmx7,62m per BMP51/53 -nero su bianco- | 1 |  | 59.43 | 59.43
BY-MC-1500-595-YL-BK | ) | 143378 | BRADY -AF- Nastro continuo in vinile int/ext B-595 38,10mmx7,62m per BMP51/53 -nero su giallo- | 1 |  | 59.43 | 59.43
BY-MC-375-422 | ) | 143239 | BRADY -AF- Nastro continuo in poliestere B-422 per BMP41/51/53 9,53x7,62mm -nero su bianco- | 1 |  | 40.87 | 40.87
BY-MC-475-422 | ) | 143240 | BRADY -AF- Nastro continuo in poliestere B-422 per BMP41/51/53 12,07x7,62mm -nero su bianco- | 1 |  | 51.33 | 51.33
BY-MC-500-422 | ) | 143242 | BRADY -AF- Nastro continuo in poliestere B-422 per BMP41/51/53 12,70x7,62mm -nero su bianco- | 1 |  | 48.29 | 48.29
BY-MC1-1000-422 | J | 131595 | BRADY -AF- Nastro continuo in poliestere B-422 per BMP41/51/53 25,4x7,62mm -nero su bianco- | 1 |  | 60.17 | 60.17
BY-MFT-01-425 | ) | 143248 | BRADY -AF- Etichetta a bandiera in polipropilene B-425A 30,00x40,00mm posiz. orizzontale BMP41/51/53 -bianca- (200 pz) | 1 |  | 47.36 | 47.36
Stampanti BMP61
BY-BMP61-QWERTY-EU | ) | 146230 | BRADY -AM- BMP61 stampante tastiera querty, alim. EU 220V (custodia rigida, batteria, cinghia polso, 1 conf etich.+nastro R6010) | 1 |  | 669 | 669
BY-BMP61-QWERTY-EU-W | ) | 146227 | BRADY -AM- BMP61 stampante tastiera querty, alim. EU 220V, WiFi (custodia rigida, batteria, cinghia polso, etich.+nastro R6010) | 1 |  | 719 | 719
BY-BMP61-QY-EU-PWID | ) | 198636 | BRADY -AM- BMP61 stampante tastiera querty, alim. EU 220V+PWID suite (custodia, batteria, cinghia polso, etich.+nastro R6010) | 1 |  | 769 | 769
BY-BMP61-QY-EU-W-PWID | ) | 198635 | BRADY-AM- BMP61 stampante tastiera querty, alim. EU 220V, WiFi+PWID suite (custodia, batteria, cinghia polso, etich.+nastro) | 1 |  | 819 | 819
Accessori per BMP61
BY-BMP61-MAGNET | ) | 146221 | BRADY -AJ- BMP61 accessorio magnetico | 1 |  | 51.97 | 51.97
BY-BMP61-STRAP | ) | 146233 | BRADY -AJ- BMP61 cinturino | 1 |  | 9.76 | 9.76
BY-BMP61-CLEANING-KIT | ) | 018556 | BRADY -AJ- BMP61 kit di pulizia | 1 |  | 13.53 | 13.53
BY-BMP61-USB-CABLE | ) | 103788 | BRADY -AJ- BMP61/71 cavo USB | 1 |  | 11.58 | 11.58
BY-BMP61-BATT | ) | 133255 | BRADY -AJ- BMP61/41 batteria ricaricabile NiMH | 1 |  | 75.83 | 75.83
Stampanti M611
BY-M611-EU-BT-W | ) | 149570 | BRADY -AM- M611 stampante, EU 220V, Bluetooth, USB, WiFi (batteria, cavo alim. 1 conf. PTL-97-488+nastro M61-R4310) | 1 |  | 595 | 595
BY-M611-EU-PWIDS | ) | 199974 | BRADY -AM- M611 stampante+PWID suite, EU 220V, Bluetooth, USB, WiFi (batteria, cavo alim. 1 conf. PTL-97-488+nastro M61-R4310) | 1 |  | 695 | 695
Accessori per M611
BY-BMP-PACK-2 | ) | 149568 | BRADY -AJ- M611 borsa da trasporto | 1 |  | 110.45 | 110.45
BY-BMP-HC-2 | ) | 149567 | BRADY -AJ- M611 custodia rigida | 1 |  | 113.75 | 113.75
BY-BMP-MAGNET-2 | ) | 149566 | BRADY -AJ- M611 accessorio magnetico | 1 |  | 51.97 | 51.97
BY-BMP-STRAP-1 | ) | 146233 | BRADY -AJ- M611 cinturino | 1 |  | 9.76 | 9.76
BY-PCK-5 | ) | 018556 | BRADY -AJ- M611 kit di pulizia | 1 |  | 13.53 | 13.53
Nastri di stampa per BMP61
BY-M61-R4410-WT | ) | 148131 | BRADY -AF- Nastro nero serie R4400 in resina, resist. graffi, calore elevato e solventi per BMP61/M611; 50,00mm x 22,86m | 1 |  | 31.06 | 31.06
BY-M61-R4410-RD | ) | 148132 | BRADY -AF- Nastro rosso serie R4400 in resina, resist. graffi, calore elevato e solventi per BMP61/M611; 50,00mm x 22,86m | 1 |  | 31.06 | 31.06
BY-M61-R4410-BL | ) | 148133 | BRADY -AF- Nastro blu serie R4400 in resina, resist. graffi, calore elevato e solventi per BMP61/M611; 50,00mm x 22,86m | 1 |  | 31.06 | 31.06
BY-M61-R6610 | ) | 148134 | BRADY -AF- Nastro nero serie R6600 in resina, resist. attrito e solventi per BMP61/M611; 50,00mm x 22,86m | 1 |  | 31.06 | 31.06
BY-M61-R6010 | J | 148128 | BRADY -AF- Nastro nero serie R6000 in resina, resist. solventi, graffi e calore elevato per BMP61/M611; 50,00mm x 22,86m | 1 |  | 31.06 | 31.06
BY-M61-R6410 | ) | 148135 | BRADY -AF- Nastro nero serie R6400 in resina, resist. abrasione e sost. chimche per BMP61/M611; 50,00mm x 22,86m | 1 |  | 31.06 | 31.06
BY-M61-R4310 | J | 148129 | BRADY -AF- Nastro nero serie R4300 in cera/resina, resist. ag. atmosf. sost. chimiche e macchie per BMP61/M611; 50,00mm x 22,86m | 1 |  | 31.06 | 31.06
BY-M61-R6210 | ) | 148130 | BRADY -AF- Nastro nero serie R6200 in resina, resist. sost. chimiche, calore, macchie e graffi per BMP61/M611; 50,00mm x 22,86m | 1 |  | 31.06 | 31.06
BY-M61-R6710-WT | ) | 148086 | BRADY -AF- Nastro bianco serie R6700 in cera/resina, resist. sost. chimiche per BMP61/M611; 50,00mm 22,86m | 1 |  | 39.75 | 39.75
BY-M61-R6810-WT | ) | 148136 | BRADY -AF- Nastro bianco serie R6800 in resina, resist. sbavature, graffi e solventi per BMP61/M611; 50,00mm x 22,86m | 1 |  | 24.85 | 24.85
Etichette per BMP61
BY-M61C-375-422 | ) | 148119 | BRADY -AF- Nastro continuo in poliestere B-422 9,53x15,24mm per BMP61/M611 -bianco- | 1 |  | 37.28 | 37.28
BY-M61C-475-422 | ) | 148115 | BRADY -AF- Nastro continuo in poliestere B-422 12,07x15,24mm per BMP61/M611 -bianco- | 1 |  | 46.59 | 46.59
BY-M61C-500-422 | ) | 148120 | BRADY -AF- Nastro continuo in poliestere B-422 12,70x15,24mm per BMP61/M611 -bianco- | 1 |  | 49.7 | 49.7
BY-M61C-625-422 | ) | 148121 | BRADY -AF- Nastro continuo in poliestere B-422 15,88x15,24mm per BMP61/M611 -bianco- | 1 |  | 62.14 | 62.14
BY-M61C-500-423 | ) | 148118 | BRADY -AF- Nastro continuo in poliestere B-423 12,70x15,24mm per BMP61/M611 -bianco- | 1 |  | 46.59 | 46.59
BY-M61C-500-428 | ) | 148114 | BRADY -AF- Nastro continuo in poliestere B-428 12,70x15,24mm per BMP61/M611 -metallizzato- | 1 |  | 55.91 | 55.91
BY-M61C-375-430 | ) | 148112 | BRADY -AF- Nastro continuo in poliestere B-430 9,53x15,24mm per BMP61/M611 -trasparente- | 1 |  | 46.59 | 46.59
BY-M61C-500-430 | ) | 148123 | BRADY -AF- Nastro continuo in poliestere B-430 12,70x15,24mm per BMP61/M611 -trasparente- | 1 |  | 52.82 | 52.82
BY-M61C-500-483 | ) | 148116 | BRADY -AF- Nastro continuo in poliestere ad alta adesione B-483 12,70x15,24mm per BMP61/M611 -bianco- | 1 |  | 96.55 | 96.55
BY-M61C-240-498 | ) | 148124 | BRADY -AF- Nastro continuo di tessuto in vinile riposizionabile B-498 6,10mmx9,14m per BMP61/M611 -bianco- | 1 |  | 52.82 | 52.82
BY-M61C-318-498 | ) | 148126 | BRADY -AF- Nastro continuo di tessuto in vinile riposizionabile B-498 8,08mmx9,14m per BMP61/M611 -bianco- | 1 |  | 46.59 | 46.59
BY-M61C-375-498 | ) | 148113 | BRADY -AF- Nastro continuo di tessuto in vinile riposizionabile B-498 9,53mmx9,14m per BMP61/M611 -bianco- | 1 |  | 43.49 | 43.49
Stampanti BMP71
BY-BMP71-QY-EU-PWID | ) | 198645 | BRADY -AM- BMP71 stampante tastiera qwerty+PWID suite (custodia rigida, batteria, alimentatore USB, 1 conf etich.+nastro R6010) | 1 |  | 1079 | 1079
BY-M71-AC-EU | ) | 710612 | BRADY -AJ- Alimentatore di rete per BMP 41/51/61/71/611 EU - 220V | 1 |  | 106.51 | 106.51
BY-M71-BATT | ) | 114885 | BRADY -AJ- BMP71 batteria di scorta | 1 |  | 92.31 | 92.31
BY-M71-ADAPT-BK | ) | 147998 | BRADY -AJ- BMP71 Supporto nero per etichette, confezione 3 pz | 1 |  | 11.35 | 11.35
Nastri di stampa per BMP71
BY-M71-R4300 | J | 114548 | BRADY -AF- Nastro nero serie R4300 in cera/resina, resist. ag. atmosf. sost. chimiche e macchie per BMP71; 50,00mm x 45,72m | 1 |  | 68.52 | 68.52
BY-M71-R4400-WT | ) | 114550 | BRADY -AF- Nastro bianco serie R4400 in resina, resist. graffi, calore elevato e solventi per BMP717; 50,00mm x 42,72m | 1 |  | 68.52 | 68.52
BY-M71-R6000HF | J | 114547 | BRADY -AF- Nastro nero serie R6000 in resina, resist. solventi, graffi e calore elevato per BMP71; 50,00mm x 45,72m | 1 |  | 68.52 | 68.52
BY-M71-R6200 | ) | 114549 | BRADY -AF- Nastro nero serie R6200 in resina, resist. sost. chimiche, calore, macchie e graffi per BMP71; 50,00mm x 45,72m | 1 |  | 68.52 | 68.52
BY-M71-R6400 | ) | 114556 | BRADY -AF- Nastro nero serie R6400 in resina, resist. abrasione e sost. chimche per BMP71; 50,00mm x 45,72m | 1 |  | 68.52 | 68.52
BY-M71-R6600 | ) | 114557 | BRADY -AF- Nastro nero serie R6600 in resina, resist. attrito e solventi per BMP71; 50,00mm x 45,72m | 1 |  | 68.52 | 68.52
Etichette per BMP71
BY-M71-29-423 | ) | 114793 | BRADY -AF- Etichetta in poliestere B-423 38,10x12,70mm -bianca- (500 pz) | 1 |  | 55.26 | 55.26
BY-M71-20-483 | ) | 115114 | BRADY -AF- Etichetta in poliestere ad alta adesione B-483 25,40x50,80mm per BMP71 -bianca- (100 pz) | 1 |  | 30.42 | 30.42
BY-M71-38-483 | ) | 114828 | BRADY -AF- Etichetta in poliestere ad alta adesione B-483 101,60x48,26mm per BMP71 -bianca- (100 pz) | 1 |  | 55.62 | 55.62
BY-M71-12-109 | ) | 114731 | BRADY -AF- Targhetta in polietilene B-109 identificazione fasci di cavi 19,05x76,20mm per BMP71 (100 pz) -bianca- | 1 |  | 43.38 | 43.38
BY-M71-17-427 | ) | 115094 | BRADY -AF- Etichetta in vinile autolaminante B-427 12,70x25,40mm per BMP71 -bianca- (500 pz) | 1 |  | 46.69 | 46.69
BY-M71-18-427 | ) | 115098 | BRADY -AF- Etichetta in vinile autolaminante B-427 19,05x25,40mm per BMP71 -bianca- (250 pz) | 1 |  | 38.17 | 38.17
BY-M71-21-427 | ) | 115101 | BRADY -AF- Etichetta in vinile autolaminante B-427 25,40x63,50mm per BMP71 -bianca- (100 pz) | 1 |  | 32.22 | 32.22
BY-M71-23-427 | ) | 115089 | BRADY -AF- Etichetta in vinile autolaminante B-427 25,40x101,60mm per BMP71 -bianca- (100 pz) | 1 |  | 38.37 | 38.37
BY-M71-31-427 | J | 115100 | BRADY -AF- Etichetta in vinile autolaminante B-427 25,40x38,10mm per BMP71 -bianca- (250 pz) | 1 |  | 54.11 | 54.11
BY-M71-32-427 | ) | 115093 | BRADY -AF- Etichetta in vinile autolaminante B-427 38,10x38,10mm per BMP71 -bianca- (250 pz) | 1 |  | 55.41 | 55.41
BY-M71-31-427-GN | ) | 114969 | BRADY -AF- Etichetta in vinile autolaminante B-427 25,40x38,10mm per BMP71 -verde- (250 pz) | 1 |  | 67.54 | 67.54
BY-M71-31-427-RD | ) | 114970 | BRADY -AF- Etichetta in vinile autolaminante B-427 25,40x38,10mm per BMP71 -rossa- (250 pz) | 1 |  | 67.54 | 67.54
BY-M71-33-427 | ) | 115095 | BRADY -AF- Etichetta in vinile autolaminante B-427 38,10x101,60mm per BMP71 -bianca- (100 pz) | 1 |  | 52 | 52
BY-M71-66-427 | ) | 114990 | BRADY -AF- Etichetta in vinile autolaminante B-427 49,23x80,00mm per BMP71 -bianca- (100 pz) | 1 |  | 54.55 | 54.55
BY-M71-109-427 | ) | 114935 | BRADY -AF- Etichetta in vinile autolaminante B-427 38,10x101,60mm per BMP71 -bianca- (100 pz) | 1 |  | 45.55 | 45.55
BY-M71C-240-498 | ) | 115134 | BRADY -AF- Nastro continuo di tessuto in vinile riposizionabile B-498 6,10mmx9,14m per BMP71 -bianco- | 1 |  | 59.96 | 59.96
BY-M71C-500-498 | ) | 104297 | BRADY -AF- Nastro continuo di tessuto in vinile riposizionabile B-498 12,70mmx9,14m per BMP71 -bianco- | 1 |  | 61.79 | 61.79
BY-M71C-500-581-WT | ) | 114847 | BRADY -AF- Nastro continuo in vinile riposizionabile B-581 12,70mmx15,24m per BMP71 -bianco- | 1 |  | 45.63 | 45.63
BY-M71C-1000-581-WT | ) | 114724 | BRADY -AF- Nastro continuo in vinile riposizionabile B-581 25,40mmx15,24m per BMP71 -bianco- | 1 |  | 67.64 | 67.64
BY-M71C-500-595-WT | ) | 142375 | BRADY -AF- Nastro continuo in vinile int/ext B-595 12,70mmx15,24m per BMP71 -bianco- | 1 |  | 54.96 | 54.96
BY-M71C-500-595-YL | ) | 142376 | BRADY -AF- Nastro continuo in vinile int/ext B-595 12,70mmx15,24m per BMP71 -giallo- | 1 |  | 54.96 | 54.96
BY-M71C-1000-595-WT | ) | 142351 | BRADY -AF- Nastro continuo in vinile int/ext B-595 25,40mmx15,24m per BMP71 -bianco- | 1 |  | 71.76 | 71.76
BY-M71C-1000-595-YL | ) | 142352 | BRADY -AF- Nastro continuo in vinile int/ext B-595 25,40mmx15,24m per BMP71 -giallo- | 1 |  | 71.76 | 71.76
BY-M71C-1000-595-BL | ) | 142342 | BRADY -AF- Nastro continuo in vinile int/ext B-595 25,40mmx15,24m per BMP71 -blu- | 1 |  | 71.76 | 71.76
BY-M71C-2000-595-RD | ) | 142362 | BRADY -AF- Nastro continuo in vinile int/ext B-595 50,80mmx15,24m per BMP71 -rosso- | 1 |  | 94.67 | 94.67
BY-M71C-2000-595-YL | ) | 142364 | BRADY -AF- Nastro continuo in vinile int/ext B-595 50,80mmx15,24m per BMP71 -giallo- | 1 |  | 94.67 | 94.67
BY-M71C-2000-595-WT | ) | 142363 | BRADY -AF- Nastro continuo in vinile int/ext B-595 50,80mmx15,24m per BMP71 -bianco- | 1 |  | 94.67 | 94.67
BY-BM71-12-109 | ) | 114867 | BRADY -AF- Etichetta in polietilene rigido B-109 per identificazione fasci di cavi 19,05x76,20mm -bianca- (bulk 1000 pz) | 1 |  | 303.48 | 303.48
BY-BM71-187-1-342 | ) | 115088 | BRADY -AF- Tubetto termorestringente marcafili Permasleeve per BMP61/71/M611 25,40x8,51mm -bianco- (bulk 1000 pz) | 1 |  | 307.15 | 307.15
BY-BM71-375-1-342 | ) | 115018 | BRADY -AF- Tubetto termorestringente marcafili Permasleeve per BMP61/71/M611 25,40x16,38mm -bianco- (bulk 1000 pz) | 1 |  | 548.75 | 548.75
BY-BM71-94-1-342 | ) | 115005 | BRADY -AF- Tubetto termorestringente marcafili Permasleeve per BMP61/71/M611 25,40x4,62mm-bianco- (bulk 2500 pz) | 1 |  | 656.55 | 656.55
BY-BM71H-1-7643-WT | ) | 622236 | BRADY -AF- Targhetta in poliuretano Heatex B-7643 per identificazione fasci di cavi per BMP61/71/M611 10,00x60,00mm -bianca- (250 pz) | 1 |  | 378.02 | 378.02
BY-BM71-19-427 | ) | 115108 | BRADY -AF- Etichetta in vinile autolaminante B-427 25,40x25,40mm per BMP71 -bianca- (bulk 2500 pz) | 1 |  | 294 | 294
BY-BM71-21-427 | ) | 114873 | BRADY -AF- Etichetta in vinile autolaminante B-427 25,40x63,50mm per BMP71 -bianca- (bulk 1000 pz) | 1 |  | 225.49 | 225.49
BY-BM71-31-427 | J | 114876 | BRADY -AF- Etichetta in vinile autolaminante B-427 25,40x38,10mm per BMP71 -bianca- (bulk 2500 pz) | 1 |  | 378.61 | 378.61
BY-M71FP-1-425 | ) | 114705 | BRADY -AF- Etichetta a bandiera in polipropilene B-425A 30,00x20,00mm posiz. orizzontale per BMP71 -bianca- (250 pz) | 1 |  | 50.68 | 50.68
BY-M71FP-2-425 | ) | 114926 | BRADY -AF- Etichetta a bandiera in polipropilene B-425A 30,00x20,00mm posiz. verticale per BMP71 -bianca- (100 pz) | 1 |  | 94.19 | 94.19
Cartucce e nastri di ricambio Idxpert
BY-XC-1000-595-YL-BK | K | 142312 | BRADY -AF- Etichetta in vinile B-595 l=25,4mm x 9,14 m gialla | 1 |  | 66.55 | 66.55
BY-XC-500-595-YL-BK | K | 142340 | BRADY -AF- Etichetta in vinile B-595 l=12,7mm x 9,14m gialla | 1 |  | 53.26 | 53.26
BY-XC-500-595-WT-BK | K | 142310 | BRADY -AF- Etichetta in vinile B-595 l=12,7mm x 9,14m bianca | 1 |  | 53.26 | 53.26
BY-XSL-19-427 | K | 800763 | BRADY -AF- Etichetta auto laminante B-427 per cavo (wrap around) l=25,4mm - diam. 5mm bianca 250 pz | 1 |  | 61.92 | 61.92
BY-XSL-23-427 | K | 800752 | BRADY -AF- Etichetta auto laminante B-427 per cavo (wrap around) l=25,4mm - diam. 22mm bianca 85 pz | 1 |  | 61.66 | 61.66
BY-XSL-31-427 | K | 800759 | BRADY -AF- Etichetta auto laminante B-427 per cavo (wrap around) l=25,4x38,1x12,7mm 250 pz | 1 |  | 74.88 | 74.88
BY-XSL-31-427-YL-BK | K | 800760 | BRADY -AF- Etichetta auto laminante B-427 per cavo (wrap around) l=25,4x38,1x12,7mm 250 pz | 1 |  | 74.88 | 74.88
BY-XSL-21-427-YL-BK | K | 800756 | BRADY -AF- Etichetta auto laminante B-427 per cavo (wrap around) l=25,4x63,5x19mm gialla 100pz | 1 |  | 47.94 | 47.94
Tubetti Marcafilo
BY-TS-1/4-26 | J | 621978 | BRADY -AB- Tubetto pretagliato 26 mm per diametro cavo da 1 a 4 mm - conf. 1000 pz | 1 |  | 42.0122 | 42.0122
BY-TS-4/6-26 | ) | 621979 | BRADY -AB- Tubetto pretagliato 26 mm per diametro cavo da 4 a 6 mm - conf. 1000 pz | 1 |  | 53.483 | 53.483
BY-TS-6/8-26 | J | 621980 | BRADY -AB- Tubetto pretagliato 26 mm per diametro cavo da 6 a 8 mm - conf. 400 pz | 1 |  | 34.365 | 34.365
BY-TS-8/12-26 | ) | 621981 | BRADY -AB- Tubetto pretagliato 26 mm per diametro cavo da 8 a 12 mm - conf. 250 pz | 1 |  | 26.7494 | 26.7494
Software Brady Workstation Product and Wire ID Suite; licenze aggiuntive
BY-BWS-PWIDS-CD | ) | 149192 | BRADY -AE- Workstation software suite -licenza utente- formato CD | 1 |  | 299.99 | 299.99
BY-BWS-PWIDS-EM | ) | 149191 | BRADY -AE- Workstation software suite -licenza utente- formato elettronico | 1 |  | 279.99 | 279.99
BY-BWS-LMUPGS-EM | ) | 149193 | BRADY -AE-Suite Aggiornamento LabelMark per Brady Workstation, formato elettronico | 1 |  | 179.99 | 179.99
Varie
BY-SRM1BI | ) | SRM1BI | BRADY -BE- Spirale Record diam. int 3 mm diam. ext 5 mm, bianca, confezione 100 m | 1 |  | 78.82 | 78.82
BY-SRM3BI | ) | SRM3BI | BRADY -BE- Spirale Record diam. int 8 mm diam. ext 10 mm, bianca, confezione 100 m | 1 |  | 119.57 | 119.57
BY-CM3BRO | ) | CM3BRO | BRADY -BE- Cordino millecapi tipo 3/840 per legatura cavi, rotolo 1000 m | 1 |  | 23.23 | 23.23
BY-CM4BSP | J | CM4BSP | BRADY -BE- Cordino millecapi tipo 4/840 per legatura cavi, rotolo 200 m | 1 |  | 10.03 | 10.03
BY-CM6BSP | J | CM6BSP | BRADY -BE- Cordino millecapi tipo 6/840 per legatura cavi, rotolo 200 m | 1 |  | 11.62 | 11.62

## RIELLO UPS
Listino Giugno22 |  |  | WWW.COMPASSTECH.IT
Indice
Riello
Cod. Compass |  | Cod. Vendor | Descrizione | MOQ | End-User | Netto
Serie PROTECT Plus
RL-PRP 650 | J | APRP650AA3 | Riello - Protect Plus 650 VA/360 W Tensione nominale 220-240 Vac | 1 | 99
RL-PRP 850 | J | APRP850AA5 | Riello - Protect Plus 850 VA/480 W Tensione nominale 220-240 Vac | 1 | 114 | 114
Serie iPLUG
iPLUG (iPLUG / Rapido) - IPG
RL-IPG 600 IT | J | AIPG600IRU | Riello - Multipresa 600VA/360W 3+3 P.SCHUKO-ITA, 2 IEC,USB AUT 5min | 1 | 168 | 168
RL-IPG 800 IT | J | AIPG800IRU | Riello - Multipresa 800VA/480W 3+3 P.SCHUKO-ITA, 2 IEC,USB AUT 5min | 1 | 198 | 198
Serie iDIALOG
iDIALOG (iDIALOG / Alfa) - IDG
RL-IDG 400 | J | AIDG4001RU | Riello - iDialog 400VA/240W,SW, ,4 IEC, 9 min | 1 | 116 | 116
RL-IDG 600 | J | AIDG6001RU | Riello - iDialog 600VA/360W,SW, 4 IEC, 7 min | 1 | 138 | 138
RL-IDG 800 | J | AIDG8001RU | Riello - iDialog 800VA/480W,SW, 4 IEC, 5 min | 1 | 160 | 160
RL-IDG 1200 | J | AIDG1K21RU | Riello - iDialog 1200VA/720W,SW, 4 IEC, 6 min | 1 | 277 | 277
RL-IDG 1600 | J | AIDG1K61RU | Riello - iDialog 1600VA/960W,SW, 4 IEC, 7 min | 1 | 375 | 375
Serie Idialog Rack
iDIALOG Rack - IDR
RL-IDR 600 | J | AIDR600AA3 | Riello - iDialog Rack - IDR 600VA/360W, 7 min | 1 | 390 | 390
RL-IDR 1200 | J | AIDR1K2AA3 | Riello - iDialog Rack - IDR 1200VA/720W, 6 min | 1 | 501 | 501
Serie Win DIALOG
Net POWER - NPW
RL-NPW 600 | J | ANPW600AA3 | Riello - Net Power 600 600VA/360W Regolazione AVR e filtri EMI | 1 | 160 | 160
RL-NPW 800 | J | ANPW800AA5 | Riello - Net Power 800 800VA/480W Regolazione AVR e filtri EMI | 1 | 190 | 190
RL-NPW 1000 | J | ANPW1K0AA3 | Riello - Net Power 1000 1000VA/600W Regolazione AVR e filtri EMI | 1 | 375 | 375
RL-NPW 1500 | J | ANPW1K5AA5 | Riello - Net Power 1500 1500VA/900W Regolazione AVR e filtri EMI | 1 | 496 | 496
RL-NPW 2000 | J | ANPW2K0AA5 | Riello - Net Power 2000 2000VA/1200W Regolazione AVR e filtri EMI | 1 | 697
Serie Dialog VISION Rack
Dialog VISION Rack (Dialog VISION / SPRING)
RL-VSR 800 | J | BVSR800AA1 | Riello - Vision Rack 640 W 800 VA Larg 482,6 (19'') Prof. 420 Alt. 44,3(1U), 9 min | 1 | 728 | 728
RL-VSR 1100 | J | BVSR1K1AA2 | Riello - Vision Rack 880 W 1100 VA Larg 482,6 (19'') Prof. 420 Alt. 44,3(1U) 9 min | 1 | 861 | 861
Serie Dialog VISION Dual
Dialog VISION Dual (Dialog VISION / SPRING) - VSD
RL-VSD 1100 | J | BVSD1K1AA3 | Riello - Vision Dual 1100VA/990W,SW, RS232,USB, 8 min, 8 IEC 320 C13 | 1 | 861 | 861
RL-VSD 1500 | J | BVSD1K5AA5 | Riello - Vision Dual 1500VA/1350W,SW, RS232,USB, 7min, 8 IEC 320 C13 | 1 | 962 | 962
RL-VSD 2200 | J | BVSD2K2AA3 | Riello - Vision Dual 2200VA/1980W,SW, RS232,USB, 7min, 8 IEC 320 C13 + 1 IEC 320 C19 | 1 | 1310 | 1310
RL-VSD 3000 | J | BVSD3K0AA5 | Riello - Vision Dual 3000VA/2700W,SW, RS232,USB, 6min, 8 IEC 320 C13 + 1 IEC 320 C19 | 1 | 1433 | 1433
Serie VISION
VISION ( / ) - VST NEWS DATA RILASCIO DA COMUNICARE
RL-VST 800 | ) | BVST8001RU | Riello - Vision 800VA/640W,SW,RS232,USB,9min,4IEC320(VI Dig) | 1 | 462 | 462
RL-VST 1100 | J | BVST1K11RU | Riello - Vision 1100VA/880W,SW,RS232,USB,8min,4IEC320(VI Dig) | 1 | 542 | 542
RL-VST 1500 | ) | BVST1K51RU | Riello -Vision 1500VA/1200W,SW,RS232,USB,11min,4IEC320(VI Dig) | 1 | 728 | 728
RL-VST 2000 | ) | BVST2K01RU | Riello - Vision 2000VA/1600W,SW,RS232,USB,9min,4IEC320(VI Dig) | 1 | 972 | 972
Serie Sentinel PRO
Sentinel PRO (Premium PRO / Sentinel 7) - SEP
RL-SEP 700 A3 | ) | CSEP700AA3 | Riello - Sentinel Pro 700VA/560W, 4 P.IEC, USB, RS232 + SLOT SC.RETE (Versione A3) | 1 | 807 | 807
RL-SEP 1000 A3 | ) | CSEP1K0AA3 | Riello - Sentinel Pro 1000VA/900W, 4 IEC, USB, RS232 + SLOT SC.RETE (Versione A3) | 1 | 866 | 866
RL-SEP 1000 | ) | CSEP1K0AA3 | Riello - Sentinel Pro 1000VA/800W, 4 IEC, USB, RS232 + SLOT SC.RETE | 1 | 866 | 866
RL-SEP 1500 A5 | ) | CSEP1K5AA5 | Riello - Sentinel Pro 1500VA/1350W, 4 IEC, USB, RS232 + SLOT SC.RETE (Versione A5) | 1 | 1313 | 1313
RL-SEP 2200 A3 | ) | CSEP2K2AA3 | Riello - Sentinel Pro 2200VA/1760W, 4 IEC, USB, RS232 + SLOT SC.RETE (Versione A3) | 1 | 1760 | 1760
RL-SEP 3000 A5 | ) | CSEP3K0AA5 | Riello - Sentinel Pro 3000VA/2700W, 4 IEC, USB, RS232 + SLOT SC.RETE (Versione A5) | 1 | 2235 | 2235
RL-SEP 1000 ER | ) | CSEP1K0LNB | Riello - Sentinel Pro 1000VA/800W Autonomia 0 | 1 | 972 | 972
RL-SEP 2200 ER | ) | CSEP2K2LNB | Riello - Sentinel Pro 2200VA/1760W Autonomia 0 | 1 | 1545 | 1545
RL-SEP 3000 ER | ) | CSEP3K0LNB | Riello - Sentinel Pro 3000VA/2400W Autonomia 0 | 1 | 2070 | 2070
BATTERY BOX per Sentinel PRO
RL-BB SEP 36-A3 | ) | JSEP036PA3 | Riello - Battery Box 36V per UPS SEP 1000 Dim158x422x235 | 1 | 523 | 523
RL-BB SEP 36-M1 | ) | JSEP036PM1 | Riello - Battery Box 36V per UPS SEP 1000 Dim158x422x235 | 1 | 672 | 672
RL-BB SEP 36-B1 | ) | JSEP036PB1 | Riello - Battery Box 36V per UPS SEP 1000 Dim 215x655x630 | 1 | 1474 | 1474
RL-BB SEP 72-A3 | ) | JSEP072PA3 | Riello - Battery Box 72V per UPS SEP 2200-3000 Dim190x446x333 | 1 | 852 | 852
RL-BB SEP 72-M1 | ) | JSEP072PM1 | Riello - Battery Box 72V per UPS SEP 2200-3000Dim190x446x333 | 1 | 1153 | 1153
RL-BB SEP 72-B1 | ) | JSEP072PB1 | Riello - Battery Box 72V per UPS SEP 2200-3000Dim 215x655x630 | 1 | 2494 | 2494
Serie Sentinel DUAL
Sentinel DUAL (Premium Dual / Sentinel 7 RT) - SDH
RL-SDH 1000 | J | CSDH1K0AA3 | Riello - Sentinel Dual 1000VA/900W, 12min, SW, RS232 (VFI) | 1 | 972 | 972
RL-SDH 1500 | J | CSDH1K5AA5 | Riello - Sentinel Dual 1500VA/1350W, 11min, SW, RS232 (VFI) | 1 | 1459 | 1459
RL-SDH 2200 | J | CSDH2K2AA3 | Riello - Sentinel Dual 2200VA/1980W, 13 min, SW, RS232 (VFI) | 1 | 1847 | 1847
RL-SDH 3000 | J | CSDH3K0AA5 | Riello - Sentinel Dual 3000VA/2700W, 11 min, SW, RS232 (VFI) | 1 | 2409 | 2409
RL-SDH 2200 ER | ) | CSDH2K2LNB | Riello - Sentinel Dual 2200VA/1760W, SW, RS232 (VFI) Ver.ER Auton.0 | 1 | 1594 | 1594
RL-SDH 3000 ER | ) | CSDH3K0LNB | Riello - Sentinel Dual 3000VA/2400W, SW, RS232 (VFI) Ver.ER Auton.0 | 1 | 2158 | 2158
BATTERY BOX per Sentinel DUAL
RL-BB SDH 36-A3 | ) | JSDH036PA3 | Riello - Battery Box per SDH 1000 Dim87(2U)x425x450(19'')13,5 | 1 | 639 | 639
RL-BB SDH 36-M1 | ) | JSDH036PM1 | Riello - Battery Box per SDH 1000 Dim87(2U)x425x450(19'')20,5 | 1 | 728 | 728
RL-BB SDH 72-A3 | ) | JSDH072PA3 | Riello - Battery Box per SDH 2200-3000 Dim87(2U)x625x450(19'')25 | 1 | 948 | 948
RL-BB SDH 72-M1 | ) | JSDH072PM1 | Riello - Battery Box per SDH 2200-3000 Dim87(2U)x625x450(19'')38 | 1 | 1279 | 1279
Serie Sentinel DUAL
Sentinel DUAL (Dialog DUAL/ Sentinel XR) - SDL
Sentinel DUAL - SDU
RL-SDU 5000 PDIST | ) | CSDU5K0AA7U0RUA | Riello - Sentinel DUAL SDU 5000 PDIST | 1 | 3465 | 3465
RL-SDU 6000 PDIST | ) | CSDU6K0AA7U0RUA | Riello - Sentinel DUAL SDU 6000 PDIST | 1 | 3838 | 3838
RL-SDU 5000 | ) | CSDU5K0AA700RUA | Riello - Sentinel DUAL SDU 5000 | 1 | 3090 | 3090
RL-SDU 6000 | ) | CSDU6K0AA700RUA | Riello - Sentinel DUAL SDU 6000 | 1 | 3465 | 3465
RL-SDU 6000 ER | ) | CSDU6K0ANBERRUA | Riello - Sentinel DUAL SDU 6000 ER | 1 | 3370 | 3370
RL-SDU 10000 DI | ) | CSDUK10AA5DIRUA | Riello - Sentinel DUAL SDU 10000 DI | 1 | 5242 | 5242
RL-SDU 10000 DI ER | ) | CSDUK10ANBEDRUA | Riello - Sentinel DUAL SDU 10000 DI ER | 1 | 4493 | 4493
RL-BB SDU 240-A3 | ) | KSDU240PA300NPA | Riello - Sentinel DUAL Battery Box SDU 240-A3 | 1 | 1967 | 1967
RL-BB 1320 180-B1 | ) | K132180PB12F | Riello - Sentinel DUAL Battery Box 1320 180-B1 | 1 | 5242 | 5242
RL-BB 1320 240-B1 | ) | K132240PB12F | Riello - Sentinel DUAL Battery Box 1320 240-B1 | 1 | 6272 | 6272
RL-SDU PARA | ) | YSDUP00A | Riello - Scheda di parallelo di 3 unità ridondanti ( 2+1) o di potenza x SDU | 1 | 263 | 263
BATTERY BOX per Sentinel DUAL
ACCESSORI
RL-ZDVD001B | J | ZDVD001B | Riello - Kit 2 guide universali per Ups DVR-VSD-SDH-SDL montaggio rack da 600 a 1000 mm | 1 | 63 | 63
Serie Sentinel POWER
Sentinel POWER (Power Dialog 3 / Sentinel XRMP) - SPW/SPT
BATTERY BOX per Sentinel POWER
Serie Multi Switch
Multi Switch MSW
RL-MSW | ) | WMSW00408000 | Riello - Multi Switch con Slot x Netman204 (accessorio) | 1 | 1312 | 1312
Serie Multi Switch ATS
Multi Switch ATS (- / -) - Msa
RL-MTA 16A | J | WMTA016091P0 | Riello - Multi Switch ATS 16A Dim19'' x 330 x 1U | 1 | 770 | 770
Serie Master Switch
Master Switch (Master Switch / Sentry STS) - MTS
RL-MTS100-3 | ) | WMTS100013P0 | Riello - Master Switch 100A 3P100 Dim685x530x1500 | 1 | 10494 | 10494
RL-MTS150-3 | ) | WMTS150013P0 | Riello - Master Switch 150A 3P150 Dim685x530x1500 | 1 | 12589 | 12589
RL-MTS200-3 | ) | WMTS200013P0 | Riello - Master Switch 200A 3P200 Dim685x580x1770 | 1 | 16801 | 16801
RL-MTS250-3 | ) | WMTS250013P0 | Riello - Master Switch 250A 3P250 Dim685x580x1770 | 1 | 18672 | 18672
RL-MTS300-3 | ) | WMTS300013P0 | Riello - Master Switch 300A 3P300 Dim685x580x1770 | 1 | 28321 | 28321
RL-MTS400-3 | ) | WMTS400013P0 | Riello - Master Switch 400A 3P400 Dim685x580x1770 | 1 | 30418 | 30418
RL-MTS600-3 | ) | WMTS600013P0 | Riello - Master Switch 600A 3P600 Dim950x730x1900 | 1 | 40693 | 40693
RL-MTS100-4 | ) | WMTS100014P0 | Riello - Master Switch 100A 4P100 Dim685x530x1500 | 1 | 14685 | 14685
RL-MTS150-4 | ) | WMTS150014P0 | Riello - Master Switch 150A 4P150 Dim685x530x1500 | 1 | 16258 | 16258
RL-MTS200-4 | ) | WMTS200014P0 | Riello - Master Switch 200A 4P200 Dim685x580x1770 | 1 | 22556 | 22556
RL-MTS250-4 | ) | WMTS250014P0 | Riello - Master Switch 250A 4P250 Dim685x580x1770 | 1 | 24653 | 24653
RL-MTS300-4 | ) | WMTS300014P0 | Riello - Master Switch 300A 4P300 Dim685x580x1770 | 1 | 36735 | 36735
RL-MTS400-4 | ) | WMTS400014P0 | Riello - Master Switch 400A 4P400 Dim685x580x1770 | 1 | 39402 | 39402
RL-MTS600-4 | ) | WMTS600014P0 | Riello - Master Switch 600A 4P600 Dim950x730x1900 | 1 | 50351 | 50351
Serie Multi Sentry
Multi Sentry MST 60KVA
RL-MST 60 | ) | DMSTK60BNB00 | Riello - Multi Sentry MST 60000VA/54000W Tri / Tri Aut. 0 Min. | 1 | 14470 | 14470
Multi Sentry MST 80KVA
RL-MST 80 | ) | DMSTK80BNB00 | Riello - Multi Sentry MST 80000VA/72000W Tri / Tri Aut. 0 Min. | 1 | 16978 | 16978
Multi Sentry MST 100KVA
RL-MST 100 | ) | DMSTM10BNB00 | Riello - Multi Sentry MST 100000VA/90000W Tri / Tri Aut. 0 Min, | 1 | 21227 | 21227
Multi Sentry MST 200KVA
RL-MST 200 | ) | EMSTM20ANB00 | Riello - Multi Sentry MST 200000VA/200000W Tri / Tri Aut. 0 Min, | 1 | 35564 | 35564
ACCESSORI E SOFTWARE DI COMUNICAZIONE
RL-MULTICOM 302 | ) | YSKCMC2A | Riello - Multicom302 Convertitore di protocol J-BUS ModBUS versslot | 1 | 297 | 297
RL-MULTICOM 352 | ) | YSKCMC4A | Riello - Multicom352 Duplicatore RS232 versione slot | 1 | 362 | 362
RL-MULTICOM 372 | ) | YSKCMC6A | Riello - Multicom372 Scheda RS232 + contatto ESD | 1 | 156 | 156
RL-MULTICOM 392 | ) | YSKCMC9A | Riello - MULTICOM 392, 3 input 8 programmable output (max 25 Volt, 1 Amp) | 1 | 223 | 223
RL-NETMAN 204 4GB | J | YSKCSA4BRU | Riello - Scheda di rete LAN 10/100 Mb 4Gb per protocolli TCP /IP , HTTP HTTPS, SSH, SNMPv1/v2/v3, Modbus/TCP e BACnet/IP | 1 | 245 | 245
RL-COMM ADAPTER | ) | YSKCBS1A | Riello - Cassetto esterno adattore x schede slot | 1 | 209 | 209
RL-YSKCSE2B | ) | YSKCSE2B | Riello - Sernore Temp. -55°C + 125°C connettore RJ12 | 1 | 156 | 156
RL-YSKCSE4B | ) | YSKCSE4B | Riello - Sensore Temp. -55°C + 125°C, Umidità con connettore RJ12 | 1 | 263 | 263
RL-MULTI I/O BOX | ) | YSKCIO1A | Riello - Multi I/O BOX Contatti programmabili +3 RS232 ver box | 1 | 699 | 699
RL-MULTI I/O GUIDADIN | ) | YSKCIO2A | Riello - Multi I/O BAR DIN Contatti programm +3 RS232 ver barra DIN | 1 | 381 | 381
RL-MULTIPASS 10A | ) | YBYM10AA | Riello - MP 10A By-pass Vers da muro 10A per UPS da 800 VA a 2 KVA | 1 | 507 | 507
RL-MULTIPASS 16A | ) | YBYM16AA | Riello - MP 16A By-pass Vers da muro 16A per UPS da 800 VA a 4 KVA | 1 | 562 | 562
RL-MULTIPASS-R 16A | ) | YBYR16AA | Riello - MPR 16A By-pass Vers Rack 16A per UPS da 800 VA a 4 KVA | 1 | 610 | 610
RL-MODEM GSM | ) | YMODGSMA | Riello - MOD GSM Modem GSM per SMS | 1 | 713 | 713
RL-MODEM ESTERNO 56K | ) | YMOD56KA | Riello - MOD 56K Modem 56K per TeleNetGuard | 1 | 372 | 372
RL-MULTI PANEL | ) | YSKCMP1B | Riello - Multi Panel Pannello sinottico remoto a display | 1 | 662 | 662

## GN Net
Listino Giugno22 |  |  | WWW.COMPASSTECH.IT
Indice
GN Net
Cod. Compass |  | Cod. Vendor | Descrizione | MOQ |  | End-User | Netto
GN NET - Jabra EVOLVE 20
GN-4999-829-209 | ) | 4999-829-209 | Jabra EVOLVE 20 UC Duo USB, Cancellazione di rumore, Connettività USB e comandi dedicati, copriauricolari in gommapiuma | 1 |  | 55 | 55
GN-4993-823-109 | ) | 4993-823-109 | Jabra EVOLVE 20 UC Mono USB, Cancell. di rumore, USB e comandi dedicati, copriauricolari in gommapiuma, certif. MS Lync | 1 |  | 44 | 44
GN-4999-823-109 | ) | 4999-823-109 | Jabra EVOLVE 20 UC Duo USB, Cancell. di rumore, USB e comandi dedicati, copriauricolari in gommapiuma, certif, MS Lync | 1 |  | 55 | 55
GN NET - Jabra EVOLVE 30
GN-5393-829-309 | ) | 5393-829-309 | Jabra EVOLVE 30 II UC Mono USB, Cancell. di rumore, USB tasto "mute", copriaur. similpelle, custodia viaggio - DOPPIA CONNETT. | 1 |  | 74.8 | 74.8
GN-5399-829-309 | ) | 5399-829-309 | Jabra EVOLVE 30 II UC Duo USB, Cancell. di rumore, USB tasto "mute", copriaur. similpelle, custodia viaggio - DOPPIA CONNETT. | 1 |  | 85.8 | 85.8
GN-5393-823-309 | ) | 5393-823-309 | Jabra EVOLVE 30 II UC Mono USB, Cancell. di rumore, USB tasto "mute", copriaur. similpelle, custodia - DOPPIA CONNETT. CERT. MS | 1 |  | 74.8 | 74.8
GN-5399-823-309 | ) | 5399-823-309 | Jabra EVOLVE 30 II UC Duo USB, Cancell. di rumore, USB tasto "mute", copriaur. similpelle, custodia - DOPPIA CONNETT. CERT. MS | 1 |  | 85.8 | 85.8
GN NET - Jabra EVOLVE 40
GN-6393-829-209 | ) | 6393-829-209 | Jabra EVOLVE 40 UC Mono USB, Canc. rumore, USB tasto "Mute" e regol. volume RX, copriauric.similpelle, DOPPIA CONNETT. | 1 |  | 97.9 | 97.9
GN-6399-829-209 | ) | 6399-829-209 | Jabra EVOLVE 40 UC Duo USB, Cancell.rumore, USB tasto "Mute" e regol. volume RX, copriauric.similpelle, DOPPIA CONNETT. | 1 |  | 108.9 | 108.9
GN-6393-823-109 | ) | 6393-823-109 | Jabra EVOLVE 40 UC Mono USB, Cancell.rumore,USB tasto "Mute", indicatore "busy light", MS Lync,- DOPPIA CONNETT. | 1 |  | 97.9 | 97.9
GN-6399-823-109 | ) | 6399-823-109 | Jabra EVOLVE 40 UC Duo USB, Cancell.rumore, USB tasto "Mute", indicatore "busy light", MS Lync, - DOPPIA CONN. | 1 |  | 108.9 | 108.9
GN NET - Jabra EVOLVE 65
GN-6593-829-409 | ) | 6593-829-409 | Jabra EVOLVE 65 UC Mono USB & Bluetooth, Cancell.rumore, indicatore "busy light", nano-dongle USB/BT - DOPPIA CONN. | 1 |  | 170.5 | 170.5
GN-6599-829-409 | ) | 6599-829-409 | Jabra EVOLVE 65 UC Duo USB & Bluetooth, Cancell. rumore, indicatore "busy light",nano-dongle USB/BT - DOPPIA CONNETT. | 1 |  | 181.5 | 181.5
GN-6593-823-309 | ) | 6593-823-309 | Jabra EVOLVE 65 UC Mono USB & Bluetooth, Cancell. rumore, indic. "busy light", MS Lync, nano-dongle USB/BT - DOPPIA CONN. | 1 |  | 170.5 | 170.5
GN-6599-823-309 | ) | 6599-823-309 | Jabra EVOLVE 65 UC Duo USB & Bluetooth, Cancell. rumore, indic. "busy light", MS Lync, nano-dongle USB/BT - DOPPIA CONN. | 1 |  | 181.5 | 181.5
GN-6593-823-399 | ) | 6593-823-399 | Jabra EVOLVE 65 incl. charging stand MS Mono | 1 |  | 225.5 | 225.5
GN-6593-823-499 | ) | 6593-823-499 | Jabra EVOLVE 65 incl. charging stand UC Mono | 1 |  | 225.5 | 225.5
GN-6599-823-399 | ) | 6599-823-399 | Jabra EVOLVE 65 incl. charging stand MS Stereo | 1 |  | 236.5 | 236.5
GN-6599-823-499 | ) | 6599-823-499 | Jabra EVOLVE 65 incl. charging stand UC Stereo | 1 |  | 236.5 | 236.5
GN-14207-39 | ) | 14207-39 | Charging stand for Jabra EVOLVE 65 | 1 |  | 64.9 | 64.9
GN NET - Jabra EVOLVE 75
GN-7599-832-199 | ) | 7599-832-199 | Jabra Evolve 75 Stereo MS, Charging stand & Link 370 | 1 |  | 361.9 | 361.9
GN-7599-838-199 | ) | 7599-838-199 | Jabra Evolve 75 Stereo UC, Charging stand & Link 370 | 1 |  | 361.9 | 361.9
GN-7599-832-109 | ) | 7599-832-109 | Jabra Evolve 75 Stereo MS incl. Link 370 | 1 |  | 306.9 | 306.9
GN-7599-838-109 | ) | 7599-838-109 | Jabra Evolve 75 Stereo UC incl. Link 370 | 1 |  | 306.9 | 306.9
GN-14207-40 | ) | 14207-40 | Charging stand for Jabra EVOLVE 75 | 1 |  | 64.9 | 64.9
GN NET - Jabra EVOLVE 80
GN-7899-829-209 | ) | 7899-829-209 | Jabra EVOLVE 80 UC Duo USB, Cancell.rumore, USB tasto "Mute" indic. "busy light","listen-IN", DOPPIA CONN. & ACTIVE NOISE | 1 |  | 361.9 | 361.9
GN-7899-823-109 | ) | 7899-823-109 | Jabra EVOLVE 80 UC Duo USB, Cancell.,MS Lync, USB tasto "Mute"indic. "busy light", funzione "listen-IN", DOPPIA CONNETT | 1 |  | 361.9 | 361.9
GN NET - Jabra EVOLVE
GN-14401-09 | ) | 14401-09 | Jabra EVOLVE 40 UC Mono Solo cuffia con 3.5mm Jack (senza USB cavo di controllo) | 1 |  | 55 | 55
GN-14401-10 | ) | 14401-10 | Jabra EVOLVE 40 UC Duo Solo cuffia con 3.5mm Jack (senza USB cavo di controllo) | 1 |  | 66 | 66
GN-14401-11 | ) | 14401-11 | Jabra EVOLVE 40 UC Duo Solo cuffia con 3.5mm Jack (senza USB cavo di controllo), "listen-in", Cancellazione di rumore | 1 |  | 330 | 330
GN-14208-03 | ) | 14208-03 | Jabra EVOLVE LINK USB Cavo di controllo solo, MS Lync | 1 |  | 55 | 55
GN-14208-04 | ) | 14208-04 | Jabra EVOLVE LINK USB Cavo di controllo solo, UC | 1 |  | 55 | 55
GN-14101-41 | ) | 14101-41 | Jabra EVOLVE Copriauricolari in similpelle per Evolve 80, pack 2 pz. | 1 |  | 16.5 | 16.5
GN-14101-43 | ) | 14101-43 | Jabra EVOLVE Flight jack, pack 6 pz. | 1 |  | 25.3 | 25.3
GN-14101-44 | ) | 14101-44 | Jabra EVOLVE Sacchetto di stoccaggio per Evolve 80, pack 5 pz. | 1 |  | 82.5 | 82.5
GN-14101-46 | ) | 14101-46 | Jabra EVOLVE Copriauricolari in similpelle per Evolve 20-65, pack 10 pz. | 1 |  | 44 | 44
GN-14101-47 | ) | 14101-47 | Jabra EVOLVE Sacchetto di stoccaggio per Evolve 20-65, pack 10 pz | 1 |  | 66 | 66
GN NET - Jabra BIZ 2400
GN-2409-820-204 | ) | 2409-820-204 | Jabra BIZ™ 2400 II Duo NEXT GENERATION | 1 |  | 218.9 | 218.9
GN-2406-320-104 | L | 2406-320-104 | BIZ 2400 Mono 3 in 1 Braccetto Micro 02- E -STD Omnidirezionale | 1 |  | 169 | 169
GN-2406-820-204 | ) | 2406-820-204 | BIZ 2400 II Mono NUOVA GENERAZIONE 3 in 1 Braccetto Flex micro 82 E-STD cancell.rumore | 1 |  | 207.9 | 207.9
GN-2486-820-209 | ) | 2486-820-209 | BIZ 2400 II Mono NUOVA GENERAZIONE IP 3 in 1 Perche Flex, micro 82, cancellaz. Rumore | 1 |  | 207.9 | 207.9
GN-2489-820-209 | ) | 2489-820-209 | Jabra BIZ™ 2400 II Duo NUOVA GENERAZIONE IP Braccetto Flex, micro 82, Cancellazione di rumore | 1 |  | 218.9 | 218.9
GN-14121-15 | ) | 14121-15 | BIZ 2400 Neckband | 1 |  | 22 | 22
GN-14121-18 | ) | 14121-18 | BIZ 2400 Gancio auricolare completo | 1 |  | 22 | 22
GN-14121-20 | ) | 14121-20 | BIZ 2400 Archetto mono | 1 |  | 22 | 22
GN-14101-17 | ) | 14101-17 | BIZ 2400 5 Ear Gel | 1 |  | 13.2 | 13.2
GN NET - Jabra BIZ 2400 USB nuova generazione
GN-2499-829-309 | ) | 2499-829-309 | Jabra BIZ 2400 II Duo USB NUOVA GENERAZIONE Micro 82 E-STD, Cancellazione di rumore | 1 |  | 218.9 | 218.9
GN-2499-823-309 | ) | 2499-823-309 | Jabra BIZ 2400 II Duo USB NUOVA GENERAZIONE Microsoft Mic. 82 E-STD, Cancellazione di rumore, certificata Microsoft | 1 |  | 218.9 | 218.9
GN-2496-829-309 | ) | 2496-829-309 | Jabra BIZ 2400 II Mono USB NUOVA GENERAZIONE Micro 82 E-STD, Cancellazione di rumore | 1 |  | 207.9 | 207.9
GN-2496-823-309 | ) | 2496-823-309 | Jabra BIZ 2400 II Mono USB NUOVA GENERAZIONE Microsoft Mic. 82 E-STD, Cancellazione di rumore, certificata Microsoft | 1 |  | 207.9 | 207.9
GN NET - Jabra BIZ 2300 USB
GN-2399-829-109 | ) | 2399-829-109 | Jabra BIZ 2300 Duo USB, mic. cancellazione di rumore, Connettività USB e comandi dedicati | 1 |  | 163.9 | 163.9
GN-2399-823-109 | ) | 2399-823-109 | Jabra BIZ 2300 Duo USB MS, mic. cancellazione di rumore, Connettività USB e comandi dedicati, certificata MS | 1 |  | 163.9 | 163.9
GN-2393-829-109 | ) | 2393-829-109 | Jabra BIZ 2300 Mono USB, mic. Cancellazione di rumore, Connettività USB e comandi dedicati | 1 |  | 141.9 | 141.9
GN-2393-823-109 | ) | 2393-823-109 | Jabra BIZ™ 2300 Mono USB MS, mic. Cancellazione di rumore, Connettività USB e comandi dedicati, certificata MS | 1 |  | 141.9 | 141.9
GN NET - Jabra BIZ 2300 (venduto senza cavo)
GN-2303-820-104 | ) | 2303-820-104 | Jabra BIZ™ 2300 Mono, 82 E-STD, Cancellazione di rumore, Braccetto Flex 360° | 1 |  | 119.9 | 119.9
GN NET - Jabra BIZ 2300 Accessori
GN-14101-37 | ) | 14101-37 | Copriauricolari in similpelle per BIZ™ 2300, pack: 10 pieces | 1 |  | 22 | 22
GN-14101-38 | ) | 14101-38 | Copriauricolari in gommapiuma per BIZ™ 2300, pack: 10 pieces | 1 |  | 16.5 | 16.5
GN-14101-39 | ) | 14101-39 | Pinza vestito per BIZ™ 2300, pack: 10 pieces | 1 |  | 15.4 | 15.4
GN-14101-40 | ) | 14101-40 | Neoprene sacchetto di stoccaggio, pack: 10 pieces | 1 |  | 13.2 | 13.2
GN NET - Cuffie telefoniche Wireless per telefoni fissi
GN-9120-28-11 | L | 9120-28-11 | GN 9120 Mono Flex Boom NC Mic. Sgamcio Elettr. AEI, DHSG | 1 |  | 359 | 359
GN-9120-48-01 | L | 9120-48-01 | GN 9120 Braccetto Midi - Microfono Omnidirezionale | 1 |  | 299 | 299
GN NET -Serie UC Voice 150TM
GN-1593-829-209 | L | 1593-829-209 | UC Voice 150TM Mono, USB, Wideband, Microfono a cancellazione di rumore | 1 |  | 34 | 34
GN-1599-823-109 | L | 1599-823-109 | UC Voice 150TM Duo, USB, Wideband, Microfono a cancellazione di rumore, certificata MS Lync | 1 |  | 39 | 39
GN NET -Serie UC Voice 250TM
GN-2507-823-109 | L | 2507-823-109 | UC Voice 250TM Mono,USB,Wideband,Canc.Rumore, certif. MS Lync | 1 |  | 44 | 44
GN-2507-829-209 | L | 2507-829-209 | UC Voice 250TM Mono, USB, Wideband, Mic Canc. Rumore, | 1 |  | 44 | 44
GN NET -Serie UC Voice 550TM
GN-5599-829-209 | L | 5599-829-209 | UC Voice 550TM Duo, USB, Wideband, Microfono a cancellazione di rumore | 1 |  | 59 | 59
GN-5593-823-109 | L | 5593-823-109 | UC Voice 550TM Mono, USB, Wideband, Microfono a cancellazione di rumore, certificata MS Lync | 1 |  | 55 | 55
GN-5599-823-109 | L | 5599-823-109 | UC Voice 550TM Duo, USB, Wideband, Microfono a cancellazione di rumore, certificata MS Lync | 1 |  | 59 | 59
GN NET -Serie UC Voice 750TM
GN-7599-829-409 | L | 7599-829-409 | UC Voice™ 750 Duo, USB, Wideband, Mic Canc. Di Rumore, versione Black | 1 |  | 79 | 79
GN-7599-829-209 | L | 7599-829-209 | UC Voice™ 750 Duo, USB, Wideband, Mic Canc. Di Rumore, versione White | 1 |  | 79 | 79
GN-7599-823-109 | L | 7599-823-109 | UC Voice™ 750 Duo, USB, Wideband, Mic Canc. Di Rumore, certificata MS Lync, versione White | 1 |  | 79 | 79
GN-220-19 | L | 220-19 | Link 220a Adattatore USB con QD - Interfaccia VoIP | 1 |  | 37 | 37
GN-280-09 | L | 280-09 | Link 280, Adattatore USB con QD, programm.- Protezione acustica | 1 |  | 99 | 99
GN-230-09 | ) | 230-09 | Jabra Link 230 Adattatore USB con QD | 1 |  | 40.7 | 40.7
GN-260-09 | ) | 260-09 | Jabra Link 260, Adattatore USB con QD, programmabile - Protezione acustica | 1 |  | 86.9 | 86.9
GN-265-09 | ) | 265-09 | Link 265 USB con 2 QD Cavo doppio ascolto con tasto "Mute" | 1 |  | 108.9 | 108.9
GN NET -Jabra Speak
GN-7810-109 | ) | 7810-109 | Jabra SPEAK 810 MS Lync - Audioconferenza USB - Certificata MS Lync | 1 |  | 658.9 | 658.9
GN-7810-209 | ) | 7810-209 | Jabra SPEAK 810 MS Lync - Audioconferenza USB | 1 |  | 658.9 | 658.9
GN-7410-109 | L | 7410-109 | Jabra SPEAK 410 MS Lync - Audioconferenza USB - Certificata MS Lync | 1 |  | 109 | 109
GN-7410-209 | L | 7410-209 | Jabra SPEAK 410 UC - Audioconferenza USB | 1 |  | 109 | 109
GN-7510-109 | ) | 7510-109 | Jabra SPEAK™ 510 MS Lync - Audioconferenza USB & Bluetooth - Certificata MS Lync | 1 |  | 141.9 | 141.9
GN-7510-209 | ) | 7510-209 | Jabra SPEAK™ 510 UC - Audioconferenza USB & Bluetooth | 1 |  | 141.9 | 141.9
GN-7510-309 | ) | 7510-309 | JABRA SPEAK 510+ MS (BUNDLE WITH LINK 360 ) | 1 |  | 174.9 | 174.9
GN-7510-409 | ) | 7510-409 | JABRA SPEAK 510+ UC (BUNDLE WITH LINK 360 for MS LYNC ) | 1 |  | 174.9 | 174.9
GN-8800-00-99 | ) | 8800-00-99 | Cavo Jabra LINK Jack 3.5 mm to QD - dritto | 1 |  | 16.5 | 16.5
GN-14101-34 | ) | 14101-34 | Accessori di sicurezza per Speak™ 410/510 - Multiplo di 11 pezzi (prezzo unitario menzionato) | 1 |  | 181.5 | 181.5
GN NET - PRO 9400 Cuffie wireless per Contact Center & Office
GN-9465-29-804-101 | L | 9465-29-804-101 | Jabra PRO 9465 EMEA, Conn.PC via USB e cell. via Bluetooth, touch screen, tripla connettività | 1 |  | 399 | 399
GN NET - PRO 900 Cuffie wireless per Contact Center & Office
GN-920-25-508-101 | ) | 920-25-508-101 | PRO 920 Mono, DECT, Telefonia fissa, Cancellazione di rumore, 120 metri di portata - SafeTone | 1 |  | 218.9 | 218.9
GN-920-29-508-101 | ) | 920-29-508-101 | PRO 920 Duo, DECT, Telefonia fissa, Cancellazione di rumore, 120 metri di portata - SafeTone | 1 |  | 262.9 | 262.9
GN-930-25-509-101 | ) | 930-25-509-101 | PRO 930 Mono, DECT, Connessione PC via USB, Cancellazione di rumore, 120 metri di portata - SafeTone | 1 |  | 218.9 | 218.9
GN-930-29-509-101 | ) | 930-29-509-101 | PRO 930 Duo, DECT, Connessione PC via USB, Cancellazione di rumore, 120 metri di portata - SafeTone | 1 |  | 262.9 | 262.9
GN-930-25-503-101 | ) | 930-25-503-101 | PRO 930 MS Mono, DECT, Connessione PC via USB, Canc. di rumore, 120 mt. di portata - SafeTone - certificata MS Lync | 1 |  | 218.9 | 218.9
GN-930-29-503-101 | ) | 930-29-503-101 | PRO 930 MS Duo, DECT, Connessione PC via USB, Canc. di rumore, 120 mt. di portata - SafeTone - certificata MS Lync | 1 |  | 262.9 | 262.9
GN-920-25-508-101 | ) | 925-15-508-201 | PRO 925 Mono, Telefonia fissa e cellulare via Bluetooth, Cancellazione di rumore, 120 metri di portata - SafeTone | 1 |  | 284.9 | 284.9
GN-930-25-509-101 | ) | 935-15-509-201 | PRO 935 Mono, Connessione PC via USB e cellulare via Bluetooth, Cancellazione di rumore, 120 metri di portata - SafeTone | 1 |  | 284.9 | 284.9
GN-930-25-503-101 | ) | 935-15-503-201 | PRO 935 MS Mono, Connessione PC via USB e cellulare via Bluetooth, Cancellazione di rumore, 120 metri di portata - SafeTone - certificata MS Lync | 1 |  | 284.9 | 284.9
GN NET - Jabra STEALTH UC Bluetooth
GN-5578-230-109 | ) | 5578-230-109 | Jabra Stealth UC™, Bluetooth, IP/mobile, Active Noise Cancellation, Comandi vocali,Nano dongle USB/bt | 1 |  | 121 | 121
GN-5578-230-309 | ) | 5578-230-309 | Jabra Stealth UC™, Bluetooth,IP/mobile, Active Noise Cancellation, Comandi vocali, Nano dongle USB/btMS Lync, cert. MS | 1 |  | 121 | 121
GN NET - DECT
GN-9120-49-21 | L | 9120-49-21 | GN 9120 DG DECT/GAP, Braccetto Midi | 1 |  | 129 | 129
GN NET - Bundle
GN-9120-48-11 | L | 9120-48-11 | GN 9120 Bracc Midi Sgancio elettr. AEI, DHSG | 1 |  | 329 | 329
GN-9120-481-11 | L | 9120-481-11 | GN 9120 Braccetto Midi - Sgancio Elettronico MSH (IP Touch) | 1 |  | 329 | 329
GN NET - 2100 Cuffie con filo (vendute senza cavo)
GN-2126-82-04 | ) | 2126-82-04 | GN 2100 Mono 3-in-1, Braccetto Flex 82, mic. NC | 1 |  | 195.8 | 195.8
GN-2139-02-04 | L | 2139-02-04 | GN 2100 Duo , Braccetto Micro 02, mic. Omni | 1 |  | 160 | 160
GN-2129-82-04 | ) | 2129-82-04 | GN 2100 Duo, Braccetto Flex 82, mic. NC | 1 |  | 205.7 | 205.7
GN-2127-80-54 | ) | 2127-80-54 | GN 2100 Mono Braccetto Flex w. Telecoil | 1 |  | 240.9 | 240.9
GN NET - 2000 Cuffie USB
GN-20001-431 | L | 20001-431 | GN 2000 Wideband - USB Mono Braccetto Flex, canc. Rumore MOSC | 1 |  | 129 | 129
GN NET - GN BIZ1500
GN-1519-0154 | ) | 1519-0154 | GN Jabra BIZ 1500 Duo, Wideband, mic. cancellazione del rumore | 1 |  | 75.9 | 75.9
GN-1513-0154 | ) | 1513-0154 | GN Jabra BIZ 1500 Mono, Wideband, mic. cancellazione del rumore | 1 |  | 53.9 | 53.9
GN NET - GN BIZ1500 USB
GN-1559-0159 | ) | 1559-0159 | GN Jabra BIZ 1500 USB Duo, mic. cancellazione di rumore e comandi dedicati | 1 |  | 97.9 | 97.9
GN-1553-0159 | ) | 1553-0159 | GN Jabra BIZ 1500 USB Mono, mic. cancellazione di rumore e comandi dedicati | 1 |  | 75.9 | 75.9
GN NET - Amplificatori cavi e adattatori
GN-850-09 | L | 850-09 | Jabra LINK850 Protettore acustico digitale | 1 |  | 110 | 110
GN-860-09 | ) | 860-09 | Jabra LINK850 Protettore acustico | 1 |  | 137.5 | 137.5
GN-8734-599 | ) | 8734-599 | Cavo per PC Sound card (2 jack da 3,5 mm) | 1 |  | 29.7 | 29.7
GN-27352101 | L | 27352101 | Cavo Supervisore Istruttore a Y - 1,1 m - solo ascolto su una cuffia e ascolto/trasmissione sull'altra (sostituisce 8312-009) | 1 |  | 23 | 23
GN-8735-019 | ) | 8735-019 | Cavo dritto per la gamma Alcatel Noè | 1 |  | 29.7 | 29.7
GN-8800-00-01 | ) | 8800-00-01 | Cavo dritto 0,5 m, standard | 1 |  | 17.1 | 17.1
GN-8800-00-25 | ) | 8800-00-25 | Cavo dritto QD to RJ10, 0,5 m, compatibile Siemens | 1 |  | 17.1 | 17.1
GN-8800-00-37 | ) | 8800-00-37 | Cavo P6 Dritto con QD - 0,5 m - 4P plug: r,m-,m+r - Polarità P6 | 1 |  | 17.1 | 17.1
GN-8800-00-46 | ) | 8800-00-46 | Cavo dritto per DECT e per interfacce AEI, Tenovis | 1 |  | 23.1 | 23.1
GN-8800-00-55 | ) | 8800-00-55 | Cavo QD Cord con PTT 2,5mm goldpl.tip: m+, ring: r (Polycom KIRK) | 1 |  | 26.4 | 26.4
GN-8800-01-19 | ) | 8800-01-19 | Cavo QD spiralato per telefoni NORTEL | 1 |  | 20.9 | 20.9
GN-8855-00-00 | ) | 8855-00-00 | Interruptor función Mute | 1 |  | 22 | 22
GN-8800-01-01 | ) | 8800-01-01 | Cavo spiralato 2 m con QD - 4P plug: m-,r,r,m+ - P0 Std | 1 |  | 23.1 | 23.1
GN-8800-00-75 | ) | 8800-00-75 | Cordon pour Panasonic 2.5mm plug to mod plug, 1m | 1 |  | 17.1 | 17.1
GN-8800-00-82 | L | 8800-00-82 | Cavo Jabra LINK MOBILE - QD per Sony Ericsson 750i | 1 |  | 21 | 21
GN-8800-00-84 | L | 8800-00-84 | Cavo Jabra LINK MOBILE - QD to jack 3,5 mm PTT, Nokia | 1 |  | 21 | 21
GN-8800-00-88 | ) | 8800-00-88 | Cavo dritto Jabra LINK MOD - RJ 45 -> QD (Aastra 70 & 80,IP230) | 1 |  | 26.4 | 26.4
GN-8800-01-89 | ) | 8800-01-89 | Jabra LINK cavo spiral.Siemens Openstage - QD / RJ11 | 1 |  | 23.1 | 23.1
GN-8800-00-98 | ) | 8800-00-98 | Cavo Jabra LINK Speciale Ascom QD cord, funzione Mute | 1 |  | 20.9 | 20.9
GN-8800-00-101 | ) | 8800-00-101 | Cavo per piastre telefoniche per Traders Etrali/IPC QD->RJ11 | 1 |  | 17.1 | 17.1
GN-8800-00-94 | ) | 8800-00-94 | Jabra LINK cavo dritto - QD/RJ45 (per Siemens Open Stage) | 1 |  | 17.1 | 17.1
GN-8800-01-94 | ) | 8800-01-94 | Jabra LINK cavo spiralato - QD/RJ45 (per Siemens Open Stage) | 1 |  | 23.1 | 23.1
GN-8800-00-91 | ) | 8800-00-91 | GN Danaswitch Registratore e doppio ascolto | 1 |  | 71.5 | 71.5
GN-0220-649 | ) | 0220-649 | Conversion Plug - Adattatore per call master III - IV | 1 |  | 25.3 | 25.3
GN-8800-02-01 | ) | 8800-02-01 | Cavo Supervisore Istruttore a Y - 1,5 m - QD -> 2xQD e funzione mute | 1 |  | 38.5 | 38.5
GN-88011-99 | ) | 88011-99 | GN 1200 Cavo spiralato 2 m | 1 |  | 31.9 | 31.9
GN-88001-99 | ) | 88001-99 | GN 1200 Cavo dritto 0,5 m | 1 |  | 26.4 | 26.4
GN-88001-96 | ) | 88001-96 | GN 1210 RJ9 - Ampli micro carbone con QD -> RJ9 | 1 |  | 42.9 | 42.9
GN-14201-19 | ) | 14201-19 | Cavo per Avaya - EHS1 | 1 |  | 42.9 | 42.9
GN-14201-20 | ) | 14201-20 | Cavo per Avaya - EHS2 | 1 |  | 53.9 | 53.9
GN NET - Wireless accessori
GN-14151-02 | L | 14151-02 | Batteria opzionale - Serie GN 9300 | 1 |  | 35 | 35
GN-14101-08 | L | 14101-08 | Cuscinetto in similpelle - GN 9300 (conf da 10 pezzi) | 1 |  | 32 | 32
GN-14201-09 | ) | 14201-09 | Cavo speciale per MSH Postes ALCATEL seie 8 et 9 (IP Touch) | 1 |  | 35.8 | 35.8
GN-14201-10 | ) | 14201-10 | Cavo speciale per DHSG (Postes SIEMENS) | 1 |  | 35.8 | 35.8
GN-14201-40 | ) | 14201-40 | Cavo specifico EHS per PRO 9400, PRO 920, per Panasonic Séries KX-NT 553/556, KX-DT 543/546/554 (3,5 mm jack - RJ45) | 1 |  | 42.9 | 42.9
GN-14201-16 | ) | 14201-16 | Cavo HHC adapter per Cisco - DHSG | 1 |  | 42.9 | 42.9
GN-14201-32 | ) | 14201-32 | Cavo HHC adapter per Cisco - DHSG x Cuffie Serie PRO & GO | 1 |  | 42.9 | 42.9
GN-14201-30 | ) | 14201-30 | Cavo USB specifico per CISCO IP phones 8900 e 9900 | 1 |  | 42.9 | 42.9
GN-14201-17 | ) | 14201-17 | Cavo Polycom EHS Adapter | 1 |  | 42.9 | 42.9
GN-1000-04 | ) | 1000-04 | Sollevatore di cornetta a distanza - meccanico | 1 |  | 66 | 66
GN-8730-009 | ) | 8730-009 | Cavo Prolunga QD-QD | 1 |  | 33 | 33
GN-8800-01-37 | ) | 8800-01-37 | Cavo QD spiralato P6 2 Mt 4P plug: r,m-,m+,r | 1 |  | 23.1 | 23.1
GN-14121-24 | ) | 14121-24 | PRO Neckband | 1 |  | 22 | 22
GN-14121-26 | ) | 14121-26 | PRO Gancio auricolare | 1 | ↓ | 11 | 11
GN-14163-00 | ) | 14163-00 | GO Cavo di Alim. Per la base (anche per Serie PRO) | 1 |  | 27.5 | 27.5
GN-14203-01 | ) | 14203-01 | GO Cavo di Alim. Per la Cuffia | 1 |  | 27.5 | 27.5
GN NET - Accessori cuffie con filo
GN-180-09 | ) | 180-09 | Jabra Link 180 - Inverseur Telephone - PC via USB | 1 |  | 55 | 55
GN-1600-719 | ) | 1600-719 | GN Danaswitch | 1 |  | 36.3 | 36.3
GN-8800-00-90 | ) | 8800-00-90 | GN Danaswitch Doppio Ascolto | 1 |  | 53.9 | 53.9
GN-14101-02 | ) | 14101-02 | Cuscinetto in similpelle per supporto grosso GN 2000 (cf 10 pz) | 1 |  | 35.2 | 35.2
GN-14101-03 | ) | 14101-03 | Coprimicrofono in gommapiuma per GN 2000 (conf. 10 pz) | 1 |  | 16.5 | 16.5
GN-14101-04 | ) | 14101-04 | Cuscinetto copriauricolare in gommapiuma per GN 2000 (cf. 10 pz) | 1 |  | 22 | 22
GN-0436-869 | ) | 0436-869 | Coprimicrofono in gommapiuma (conf. 10 pezzi) | 1 | ↓ | 3.3 | 3.3
GN-0436-879 | ) | 0436-879 | Earplate - Supporto auricolare flessibile (conf. 10 pezzi) | 1 | ↓ | 4.4 | 4.4
GN-0440-149 | ) | 0440-149 | Cuscinetto copriauricolare similpelle supporto grosso (cf. 10 pz) | 1 | ↓ | 8.8 | 8.8
GN-14121-10 | ) | 14121-10 | Neckband (orecchio sinistro) per GN 2100 | 1 |  | 19.8 | 19.8
GN-14121-11 | ) | 14121-11 | Neckband (orecchio destro) per GN 2100 | 1 |  | 22 | 22
GN-0462-799 | ) | 0462-799 | Anello | 1 |  | 14.9 | 14.9
GN-0473-279 | ) | 0473-279 | Copriauricolari in similpelle per - GN 2100 (conf. 10 pezzi) | 1 | ↓ | 5 | 5
GN-0473-299 | ) | 0473-299 | Cuscinetto in similpelle per supporto grosso (conf. 10 pezzi) | 1 | ↓ | 6.6 | 6.6
GN-8855-00-00 | ) | 8855-00-00 | Interruttore funzione "mute" | 1 |  | 22 | 22
GN-1600-289 | ) | 1600-289 | Double Jack - doppio ingresso per plug modulare | 1 |  | 8.8 | 8.8

## Snom
Listino Giugno22 |  |  | WWW.COMPASSTECH.IT
Indice
Snom
Cod. Compass |  | Cod. Vendor | Descrizione | MOQ | End User | Netto
TERMINALI
Telefoni IP
SN-TIP-4361 | ) | 4361 | SNOM - 120 w/o PS - Desktop phone | 1 | 69 | 69
SN-TIP-3037 | L | 3037 | SNOM - 300 w/o PS | 1 | 89.76 | 89.76
SN-TIP-4340 | ) | 4340 | SNOM - D385 w/o PS | 1 | 238 | 238
SN-TIP-4141 | L | 4141 | SNOM - D375 w/o PS | 1 | 238 | 238
SN-TIP-4258 | J | 4258 | SNOM - D315 w/o PS | 1 | 143 | 143
SN-TIP-4257 | L | 4257 | SNOM - D305 w/o PS | 1 | 120 | 120
SN-TIP-4327 | ) | 4327 | SNOM - D3 w/o PS | 1 | 158 | 158
SN-TIP-4011 | L | 4011 | SNOM - D7 w/o PS black | 1 | 158 | 158
SN-TIP-4467 | ) | 4467 | SNOM - D7C modulo di espansione USB per telefoni D7xx con porta USB | 1 | 174 | 174
SN-TIP-4235 | L | 4235 | SNOM - D710 w/o PS black | 1 | 114 | 114
SN-TIP-4353 | J | 4353 | SNOM - D712 w/o PS black | 1 | 120 | 120
SN-TIP-4039 | ) | 4039 | SNOM - D715 w/o PS black | 1 | 143 | 143
SN-TIP-3916 | L | 3916 | SNOM - D725 w/o PS black | 1 | 195 | 195
SN-TIP-4389 | ) | 4389 | SNOM - D735 w/o PS black | 1 | 174 | 174
SN-TIP-4259 | L | 4259 | SNOM - D745 w/o PS black | 1 | 227 | 227
SN-TIP-4349 | J | 4349 | SNOM - D785 w/o PS black | 1 | 238 | 238
SN-TIP-2346 | L | 2346 | SNOM - 821 black | 1 | 262.24 | 262.24
SN-TIP-4382 | ) | 4382 | SNOM - D7 w/o PS white | 1 | 158 | 158
SN-DCT-4397 | J | 4397 | SNOM - D717 w/o PS black | 1 | 143 | 143
SN-DCT-4398 | ) | 4398 | SNOM - D717 w/o PS white | 1 | 143 | 143
SN-TIP-4381 | ) | 4381 | SNOM - D715 w/o PS white | 1 | 143 | 143
SN-TIP-4396 | ) | 4396 | SNOM - D735 w/o PS white | 1 | 174 | 174
SN-TIP-4392 | ) | 4392 | SNOM - D785 w/o PS white | 1 | 238 | 238
Audioconferenza
SN-ADC-2040 | L | 2040 | SNOM - Meeting Point | 1 | 1116 | 1116
Paging
SN-PGG-2226 | ) | 2226 | SNOM - PA1 | 1 | 184 | 184
DECT
dect cordless
SN-DCT-3097 | L | 3097 | SNOM - M9r | 1 | 209.44 | 209.44
SN-DCT-3101 | L | 3101 | SNOM - M9r w/o BS | 1 | 95.04 | 95.04
SN-DCT-4444 | ) | 4444 | SNOM - A190 | 1 | 148 | 148
SN-DCT-4445 | ) | 4445 | SNOM - A900 | 1 | 113 | 113
SN-TIP-4384 | ) | 4384 | SNOM - A210 USB WiFi Dongle | 1 | 39 | 39
SN-TIP-4386 | ) | 4386 | SNOM - A230 USB DECT Dongle | 1 | 56 | 56
Soluzione multicella
SN-DCT-4426 | ) | 4426 | SNOM - M900 | 1 | 431 | 431
SN-DCT-4478 | ) | 4478 | SNOM - M900 Outdoor | 1 | 681 | 681
SN-DCT-3986 | L | 3986 | SNOM - M300 | 1 | 169 | 169
SN-DCT-4423 | ) | 4423 | SNOM - M70 | 1 | 206 | 206
SN-DCT-4424 | ) | 4424 | SNOM - M80 | 1 | 349 | 349
SN-DCT-4425 | ) | 4425 | SNOM - M90 | 1 | 534 | 534
SN-DCT-3969 | ) | 3969 | SNOM - M65 | 1 | 204 | 204
SN-DCT-3930 | ) | 3930 | SNOM - M5 | 1 | 186 | 186
SN-DCT-3955 | ) | 3955 | SNOM - M325 | 1 | 184 | 184
SN-DCT-3987 | ) | 3987 | SNOM - M25 | 1 | 128 | 128
SN-DCT-4189 | ) | 4189 | SNOM - M85 | 1 | 514 | 514
SN-DCT-4365 | ) | 4365 | SNOM - M215 SC DECT Bundle Single-cell | 1 | 135 | 135
SN-DCT-4363 | ) | 4363 | SNOM - M15 SC Office Handset | 1 | 73 | 73
CUFFIE
QD
SN-CFF-1122 | L | 1122 | SNOM - HS-MM2 3[27]0-7xx-8xx | 1 | 56.25 | 56.25
SN-CFF-4341 | ) | 4341 | SNOM - A100M | 1 | 62 | 62
SN-CFF-4342 | ) | 4342 | SNOM - A100D | 1 | 71 | 71
SN-TIP-4388 | ) | 4388 | SNOM - DECT Headset for snom D3x5/7x0/D7x5 | 1 | 167 | 167
SN-CFF-4343 | ) | 4343 | SNOM - ACUSB | 1 | 55 | 55
SN-CFF-4344 | ) | 4344 | SNOM - ACPJ | 1 | 22 | 22
SN-CFF-4371 | ) | 4371 | SNOM - ACPJ25 | 1 | 22 | 22
BT
SN-CFF-2592 | L | 2592 | SNOM - BT Headset | 1 | 42.592 | 42.592
ACCESSORI
Accessori per terminali
SN-ACC-2092 | L | 2092 | SNOM - Vision grey | 1 | Richiedere | #VALUE!
SN-ACC-2291 | L | 2291 | SNOM - Vision black | 1 | 174.24 | 174.24
SN-ACC-2041 | ) | 2041 | SNOM - MP Mic | 1 | 240 | 240
SN-ACC-4356 | ) | 4356 | SNOM - C520-WiMi | 1 | 360 | 360
SN-ACC-4357 | ) | 4357 | SNOM - C52-SP | 1 | 248 | 248
SN-ACC-1772 | L | 1772 | SNOM - KlarVOICE 3xx | 1 | 30 | 30
SN-ACC-888 | L | 888 | SNOM - Handset 3xx | 1 | 36.784 | 36.784
SN-ACC-1255 | ) | 1255 | SNOM - HAF 300 | 1 | 24 | 24
SN-ACC-1256 | ) | 1256 | SNOM - HAF 3[27]0 | 1 | 24 | 24
SN-ACC-3383 | ) | 3383 | SNOM - Cable for 7xx with EHS | 1 | 28 | 28
SN-ACC-4125 | ) | 4125 | SNOM - Handset D7xx Black | 1 | 30 | 30
SN-ACC-4351 | ) | 4351 | SNOM - Handset D3xx Black | 1 | 30 | 30
SN-ACC-896 | L | 896 | SNOM - Handset wire 3xx black | 1 | 8 | 8
SN-ACC-4066 | ) | 4066 | Handset wire D7xx | 1 | 8 | 8
SN-ACC-3094 | ) | 3094 | SNOM - Cabling for snom PA1 | 1 | 11 | 11
SN-ACC-3924 | L | 3924 | SNOM - D7 grey | 1 | 116.16 | 116.16
SN-ACC-4065 | ) | 4065 | SNOM - A5 - PoE Injector | 1 | 45 | 45
SN-ACC-4388 | ) | 4388 | SNOM - A150 - DECT Headset for snom D3x5/7x0/D7x5 | 1 | 167 | 167
Accessori per cuffie
SN-ACC-2362 | ) | 2362 | SNOM - Wireless Headset Adapt. | 1 | 75 | 75
Accessori per DECT
SN-ACC-3932 | ) | 3932 | SNOM - A665 - Battery for M65/M85 | 1 | 14 | 14
SN-KIT-2988 | L | 2988 | SNOM - SCT Welcome KIT | 1 | 61.6 | 61.6

## Patton
Listino Giugno22 |  |  | WWW.COMPASSTECH.IT
Indice
Patton
Cod. Compass |  | Cod. Vendor | Descrizione | MOQ | End-User
Appliance
PT-CAP-SNBX64/W3CX/EUI | ) | SNBX64/W3CX/EUI | PATTON - SmartNode Branch Exchange with 3CX free edition preinstalled and Windows 7 | 1 | 1083.6 | 1083.6
PT-CAP-SNBX/1E15V/EUI | ) | SNBX/1E15V/EUI | PATTON - SmartNode Branch Exchange WINDOWS 7 EMB, 1 T1/E1 PRI VoIP GW-Router, 2x GigEthernet, 15 VoIP channelsClock Source | 1 | 3422.37 | 3422.37
PT-CAP-SNBX/1E30V/EUI | ) | SNBX/1E30V/EUI | PATTON - SmartNode Branch Exchange WINDOWS 7 EMB, 1 T1/E1 PRI VoIP GW-Router, 2x GigEthernet, 30 VoIP channelsClock Source | 1 | 4207.98 | 4207.98
PT-CAP-SNBX2BIS2JS2JO | ) | SNBX/2BIS2JS2JO8V/EUI | PATTON - SmartNode Branch Exchange WINDOWS 7 EMB, -Router, 2 BRI, 2 FXS, 2 FXO, 8 VoIP calls. 4 LAN/WAN Ethernet Ports | 1 | 2627.73 | 2627.73
PT-CAP-SNB/4BIS4JS4JO | ) | SNBX/4BIS4JS4JO12V/EUI | PATTON - SmartNode Branch Exchange WINDOWS 7 EMB, -Router, 4 BRI, 4 FXS, 4 FXO, 12 VoIP calls. 4 LAN/WAN Ethernet Ports | 1 | 3151.47 | 3151.47
PT-CAP-SNBX/4BIS8V/EU | ) | SNBX/4BIS8V/EUI | PATTON - SmartNode Branch Exchange WINDOWS 7 EMB, -Router, 4 BRI, 8 VoIP calls. 4 LAN/WAN Ethernet Ports | 1 | 2772.21 | 2772.21
PT-CAP-SNBX/4E15VR/EU | ) | SNBX/4E15VR/EUI | PATTON - SmartNode Branch Exchange WIN 7 EMB, 4 T1/E1 PRI VoIP GW-Router, 2x GigEth,15 VoIP channelsPrecision 5ppm Clock Source | 1 | 4045.44 | 4045.44
PT-CAP-SNBX/4JS4JO/EU | ) | SNBX/4JS4JO/EUI | PATTON - SmartNode Branch Exchange WINDOWS 7 EMB, 4FXS, 4FXO 8 Voice channels | 1 | 2589.804 | 2589.804
PT-CAP-SNBX/8BIS16V | ) | SNBX/8BIS16V/EUI | PATTON - SmartNode Branch Exchange WIN 7 EMB, -Router, 8 BRI, 16 VoIP calls. 4 LAN/WAN Eth Ports . External 100-240 power | 1 | 2952.81 | 2952.81
PT-CAP-SNBX/8JS/EUI | ) | SNBX/8JS/EUI | PATTON - SmartNode Branch Exchange WIN 7 EMB, -Router, 8 FXS, 8 VoIP calls. 4 LAN/WAN Ethernet Ports . External 100-240 power | 1 | 2524.788 | 2524.788
PT-CAP-SNOGA/1E15V/EU | ) | SNOGA/1E15V/EUI | PATTON - SmartNode Open Gateway Appliance, 1 T1/E1 PRI VoIP GW-Router, 2x GigEthernet, 15 VoIP channels | 1 | 2970.87 | 2970.87
PT-CAP-SNOGA/1E30V/EU | ) | SNOGA/1E30V/EUI | PATTON - SmartNode Open Gateway Appliance, 1 T1/E1 PRI VoIP GW-Router, 2x GigEthernet, 30 VoIP channels | 1 | 3756.48 | 3756.48
PT-CAP-SNOG2BIS2JS2JO | ) | SNOGA/2BIS2JS2JO8V/EUI | PATTON - SmartNode Open Gateway Appliance -Router, 2 BRI, 2 FXS, 2 FXO, 8 VoIP calls. 4 LAN/WAN Ethernet Ports | 1 | 2176.23 | 2176.23
PT-CAP-SNO/4BIS4JS4JO | ) | SNOGA/4BIS4JS4JO12V/EUI | PATTON - SmartNode Open Gateway Appliance -Router, 4 BRI, 4 FXS, 4 FXO, 12 VoIP calls. 4 LAN/WAN Ethernet Ports | 1 | 2699.97 | 2699.97
PT-CAP-SNOGA/4BIS8V | ) | SNOGA/4BIS8V/EUI | PATTON - SmartNode Open Gateway Appliance-Router,4 BRI, 8 VoIP calls.4 LAN/WAN Eth Ports.Ext 100-240 power,high-precision clock | 1 | 2320.71 | 2320.71
PT-CAP-SNOGA/4E15VR | ) | SNOGA/4E15VR/EUI | PATTON - SmartNode Open Gateway Appliance, 4 T1/E1 PRI VoIP GW-Router, 2x GigEthernet, 15 VoIP channels | 1 | 3593.94 | 3593.94
PT-CAP-SNOGA/4JS4JO | ) | SNOGA/4JS4JO/EUI | PATTON - SmartNode Open Gateway Appliance, 4FXS, 4FXO, 4 LAN/WAN Ethernet Ports . External 100-240 power | 1 | 2138.304 | 2138.304
PT-CAP-SNOGA/8BIS16V | ) | SNOGA/8BIS16V/EUI | PATTON - SmartNode Open Gateway Applianc -Router,8 BRI,16 VoIP calls.4 LAN/WAN Etht Ports.Ext 100-240 power,high-precision clock | 1 | 2501.31 | 2501.31
PT-CAP-SNOGA/8JS/EUI | ) | SNOGA/8JS/EUI | PATTON - SmartNode Open Gateway Appliance -Router, 8 FXS, 8 VoIP calls. 4 LAN/WAN Ethernet Ports . External 100-240 power | 1 | 2073.288 | 2073.288
Analogici
PT-ANL-M-ATA-1A/EUI | ) | M-ATA-1A/EUI | PATTON - Micro Analog Telephone Adapter. 1x FXS RJ11. 1x 10/100BaseTX, SIP, incl. ext. PS | 1 | 108.36 | 108.36
PT-ANL-SN4112/JO/EUI | ) | SN4112/JO/EUI | PATTON - SN Dual FXO VoIP GW, 1x10/100baseT, H.323 and SIP, Ext UI PW. | 1 | 299.796 | 299.796
PT-ANL-SN4112/JS/EUI | ) | SN4112/JS/EUI | PATTON - SN Dual FXS VoIP GW, 1x10/100baseT, H.323 and SIP, Ext UI PW. | 1 | 225.75 | 225.75
PT-ANL-SN4114/2JS2JO | ) | SN4114/2JS2JO/EUI | PATTON - SN 2 FXS & 2 FXO VoIP GW, 1x10/100baseT, H.323 and SIP, Ext UI PW. | 1 | 451.5 | 451.5
PT-ANL-SN4114/JO/EUI | ) | SN4114/JO/EUI | PATTON - SN 4 FXO VoIP GW, 1x10/100baseT, H.323 and SIP, Ext UI PW. | 1 | 408.156 | 408.156
PT-ANL-SN4114/JS/EUI | ) | SN4114/JS/EUI | PATTON - SN 4 FXS VoIP GW, 1x10/100baseT, H.323 and SIP, Ext UI PW. | 1 | 325.08 | 325.08
PT-ANL-SN4116/4JS2JO | ) | SN4116/4JS2JO/EUI | PATTON - SN 4 FXS & 2 FXO VoIP GW, 1x10/100baseT, H.323 and SIP, Ext UI PW. | 1 | 563.472 | 563.472
PT-ANL-SN4118/4JS4JO | ) | SN4118/4JS4JO/EUI | PATTON - SN 4 FXS & 4 FXO VoIP GW, 1x10/100baseT, H.323 and SIP, Ext UI PW. | 1 | 801.864 | 801.864
PT-ANL-SN4118/JS/EUI | ) | SN4118/JS/EUI | PATTON - SN 8 FXS VoIP GW, 1x10/100baseT, H.323 and SIP, Ext UI PW. | 1 | 549.024 | 549.024
PT-ANL-SN4312/JO/UI | ) | SN4312/JO/UI | PATTON - SN Multiport FXO VoIP GW, 12 FXO ports presented on RJ21, 1x Fast ETh, Internal UI PW | 1 | 1182.93 | 1182.93
PT-ANL-SN4316/JO/UI | ) | SN4316/JO/UI | PATTON - SN Multiport FXO VoIP GW, 16 FXO ports presented on RJ21, 1x Fast ETh, Internal UI PW | 1 | 1508.01 | 1508.01
PT-ANL-SN4316/JS/48 | ) | SN4316/JS/48 | PATTON - SN Multiport FXS VoIP GW, 16 FXS ports presented on RJ21, 1x Fast ETh, Internal 48VDC PW | 1 | 1491.756 | 1491.756
PT-ANL-SN4316/JS/UI | ) | SN4316/JS/UI | PATTON - SN Multiport FXS VoIP GW, 16 FXS ports presented on RJ21, 1x Fast ETh, Internal UI PW | 1 | 1103.466 | 1103.466
PT-ANL-SN4324/JO/UI | ) | SN4324/JO/UI | PATTON - SN Multiport FXO VoIP GW, 24 FXO ports presented on RJ21, 1x Fast ETh, Internal UI PW | 1 | 2158.17 | 2158.17
PT-ANL-SN4324/JS/48 | ) | SN4324/JS/48 | PATTON - SN Multiport FXS VoIP GW, 24 FXS ports presented on RJ21, 1x Fast ETh, Internal 48VDC PW | 1 | 1939.644 | 1939.644
PT-ANL-SN4324/JS/UI | ) | SN4324/JS/UI | PATTON - SN Multiport FXS VoIP GW, 24 FXS ports presented on RJ21, 1x Fast ETh, Internal UI PW | 1 | 1352.694 | 1352.694
PT-ANL-SN4332/JO/UI | ) | SN4332/JO/UI | PATTON - SN Multiport FXO VoIP GW, 32 FXO ports presented on RJ21, 1x Fast ETh, Internal UI PW | 1 | 2808.33 | 2808.33
PT-ANL-SN4332/JS/48 | ) | SN4332/JS/48 | PATTON - SN Multiport FXS VoIP GW, 32 FXS ports presented on RJ21, 1x Fast ETh, Internal 48VDC PW | 1 | 2387.532 | 2387.532
PT-ANL-SN4332/JS/UI | ) | SN4332/JS/UI | PATTON - SN Multiport FXS VoIP GW, 32 FXS ports presented on RJ21, 1x Fast ETh, Internal UI PW | 1 | 1890.882 | 1890.882
PT-ANL-SN4412/JO/UI | ) | SN4412/JO/UI | PATTON - SN IpChannelBank 12 FXO VoIP GW-Router, 2x10/100bTX, UI PW | 1 | 1349.082 | 1349.082
PT-ANL-SN4412/JS/48 | ) | SN4412/JS/48 | PATTON - SN IpChannelBank 12 FXS VoIP GW-Router, 2x10/100bTX, 48V DC PW | 1 | 1433.964 | 1433.964
PT-ANL-SN4412/JS/UI | ) | SN4412/JS/UI | PATTON - SN IpChannelBank 12 FXS VoIP GW-Router, 2x10/100bTX, UI PW | 1 | 1226.274 | 1226.274
PT-ANL-SN4416/JO/UI | ) | SN4416/JO/UI | PATTON - SN IpChannelBank 16 FXO VoIP GW-Router, 2x10/100bTX, UI PW | 1 | 1674.162 | 1674.162
PT-ANL-SN4416/JS/48 | ) | SN4416/JS/48 | PATTON - SN IpChannelBank 16 FXS VoIP GW-Router, 2x10/100bTX, 48VDC PW | 1 | 1657.908 | 1657.908
PT-ANL-SN4416/JS/UI | ) | SN4416/JS/UI | PATTON - SN IpChannelBank 16 FXS VoIP GW-Router, 2x10/100bTX, UI PW | 1 | 1269.618 | 1269.618
PT-ANL-SN4424/JO/UI | ) | SN4424/JO/UI | PATTON - SN IpChannelBank 24 FXO VoIP GW-Router, 2x10/100bTX, UI PW | 1 | 2324.322 | 2324.322
PT-ANL-SN4424/JS/48 | ) | SN4424/JS/48 | PATTON - SN IpChannelBank 24 FXS VoIP GW-Router, 2x10/100bTX, 48V DC PW | 1 | 2105.796 | 2105.796
PT-ANL-SN4424/JS/UI | ) | SN4424/JS/UI | PATTON - SN IpChannelBank 24 FXS VoIP GW-Router, 2x10/100bTX, UI PW | 1 | 1717.506 | 1717.506
PT-ANL-SN4432/JO/UI | ) | SN4432/JO/UI | PATTON - SN IpChannelBank 32 FXO VoIP GW-Router, 2x10/100bTX, UI PW | 1 | 2974.482 | 2974.482
PT-ANL-SN4432/JS/48 | ) | SN4432/JS/48 | PATTON - SN IpChannelBank 32 FXS VoIP GW-Router, 2x10/100bTX, 48V DC PW | 1 | 2914.884 | 2914.884
PT-ANL-SN4432/JS/UI | ) | SN4432/JS/UI | PATTON - SN IpChannelBank 32 FXS VoIP GW-Router, 2x10/100bTX, UI PW | 1 | 2526.594 | 2526.594
PT-ANL-SN4522/JO/EUI | ) | SN4522/JO/EUI | PATTON - SN Dual FXO VoIP GW-Router. 2x10/100baseT, H.323 and SIP, Ext UI PW. | 1 | 335.916 | 335.916
PT-ANL-SN4522/JS/EUI | ) | SN4522/JS/EUI | PATTON - SN Dual FXS VoIP GW-Router. 2x10/100baseT, H.323 and SIP, Ext UI PW. | 1 | 307.02 | 307.02
PT-ANL-SN4524/2JS2JO | ) | SN4524/2JS2JO/EUI | PATTON - SN 2 FXS & 2 FXO VoIP GW-Router. 2x10/100baseT, H.323 and SIP, Ext UI PW. | 1 | 545.412 | 545.412
PT-ANL-SN4524/JO/EUI | ) | SN4524/JO/EUI | PATTON - SN 4 FXO VoIP GW-Router. 2x10/100baseT, H.323 and SIP, Ext UI PW. | 10 | 484.008 | 484.008
PT-ANL-SN4524/JS/EUI | ) | SN4524/JS/EUI | PATTON - SN 4 FXS VoIP GW-Router. 2x10/100baseT, H.323 and SIP, Ext UI PW. | 1 | 418.992 | 418.992
PT-ANL-SN4526/4JS2JO | ) | SN4526/4JS2JO/EUI | PATTON - SN 4 FXS 2 FXO VoIP GW-Router. 2x10/100baseT, H.323 and SIP, Ext UI PW. | 1 | 657.384 | 657.384
PT-ANL-SN4526/JS/EUI | ) | SN4526/JS/EUI | PATTON - SN 6 FXS VoIP GW-Router. 2x10/100baseT, H.323 and SIP, Ext UI PW. | 10 | 621.264 | 621.264
PT-ANL-SN4528/4JS4JO | ) | SN4528/4JS4JO/EUI | PATTON - SN 4 FXS & 4 FXO VoIP GW-Router. 2x10/100baseT, H.323 and SIP, Ext UI PW. | 1 | 895.776 | 895.776
PT-ANL-SN4528/JS/EUI | ) | SN4528/JS/EUI | PATTON - SN 8 FXS VoIP GW-Router. 2x10/100baseT, H.323 and SIP, Ext UI PW. | 1 | 642.936 | 642.936
PT-ANL-SN4832/JSD/EU | ) | SN4832/JSD/EUI | PATTON - SN 2 FXS VoIP IAD, Integrated X.21 WAN, SIP and H.323, Ext UI PW. | 10 | 572.502 | 572.502
PT-ANL-SN4834/2JS2JO | ) | SN4834/2JS2JOD/EUI | PATTON - SN 2 FXS & 2 FXO VoIP IAD, Integrated X.21 WAN, H.323. and SIP, Ext UI PW. | 10 | 807.282 | 807.282
PT-ANL-SN4834/JSD/EU | ) | SN4834/JSD/EUI | PATTON - SN 4 FXS VoIP IAD, Integrated X.21 WAN, H.323 and SIP, Ext UI PW. | 10 | 684.474 | 684.474
PT-ANL-SN48384JS4JOC | ) | SN4838/4JS4JOC/EUI | PATTON - SN 4 FXS & 4 FXO VoIP IAD, Integrated V.35 WAN, H.323 and SIP, Ext UI PW. | 5 | 1220.2781 | 1220.2781
PT-ANL-SN48384JS4JOD | ) | SN4838/4JS4JOD/EUI | PATTON - SN 4 FXS & 4 FXO VoIP IAD, Integrated X.21 WAN, H.323 and SIP, Ext UI PW. | 5 | 1154.034 | 1154.034
PT-ANL-SN4838/JSC | ) | SN4838/JSC/EUI | PATTON - SN 8 FXS VoIP IAD, Integrated V.35 WAN, H.323 and SIP, Ext UI PW. | 5 | 1132.0911 | 1132.0911
PT-ANL-SN4838/JSD | ) | SN4838/JSD/EUI | PATTON - SN 8 FXS VoIP IAD, Integrated X.21 WAN, H.323 and SIP, Ext UI PW. | 5 | 908.418 | 908.418
PT-ANL-SN4912/JO/R48 | ) | SN4912/JO/R48 | PATTON - SN IpChannelBank 12 FXO VoIP GW-Router, 2x10/100bTX, Redundant 48V DC PW | 5 | 2116.632 | 2116.632
PT-ANL-SN4912/JO/RUI | ) | SN4912/JO/RUI | PATTON - SN IpChannelBank 12 FXO VoIP GW-Router, 2x10/100bTX, Redundant UI PW | 1 | 1746.402 | 1746.402
PT-ANL-SN4912/JS/R48 | ) | SN4912/JS/R48 | PATTON - SN IpChannelBank 12 FXS VoIP GW-Router, 2x10/100bTX, Redundant 48V DC PW | 5 | 1813.224 | 1813.224
PT-ANL-SN4912/JS/RUI | ) | SN4912/JS/RUI | PATTON - SN IpChannelBank 12 FXS VoIP GW-Router, 2x10/100bTX, Redundant UI PW | 1 | 1623.594 | 1623.594
PT-ANL-SN4916/JO/R48 | ) | SN4916/JO/R48 | PATTON - SN IpChannelBank 16 FXO VoIP GW-Router, 2x10/100bTX, Redundant 48VDC PW | 5 | 2441.712 | 2441.712
PT-ANL-SN4916/JO/RUI | ) | SN4916/JO/RUI | PATTON - SN IpChannelBank 16 FXO VoIP GW-Router, 2x10/100bTX, redundant UI PW | 1 | 2071.482 | 2071.482
PT-ANL-SN4916/JS/RUI | ) | SN4916/JS/RUI | PATTON - SN IpChannelBank 16 FXS VoIP GW-Router, 2x10/100bTX, redundant UI PW | 5 | 1847.538 | 1847.538
PT-ANL-SN4924/JO/R48 | ) | SN4924/JO/R48 | PATTON - SN IpChannelBank 24 FXO VoIP GW-Router, 2x10/100bTX, Redundant 48V DC PW | 5 | 2703.582 | 2703.582
PT-ANL-SN4924/JO/RUI | ) | SN4924/JO/RUI | PATTON - SN IpChannelBank 24 FXO VoIP GW-Router, 2x10/100bTX, H.323 and SIP, Redundant UI PW | 1 | 2721.642 | 2721.642
PT-ANL-SN4924/JS/RUI | ) | SN4924/JS/RUI | PATTON - SN IpChannelBank 24 FXS VoIP GW-Router, 2x10/100bTX, Redundant UI PW | 1 | 2295.426 | 2295.426
PT-ANL-SN4932/JO/R48 | ) | SN4932/JO/R48 | PATTON - SN IpChannelBank 32 FXO VoIP GW-Router, 2x10/100bTX, Redundant 48V DC PW | 5 | 3742.032 | 3742.032
PT-ANL-SN4932/JO/RUI | ) | SN4932/JO/RUI | PATTON - SN IpChannelBank 32 FXO VoIP GW-Router, 2x10/100bTX, Redundant UI PW | 1 | 3371.802 | 3371.802
PT-ANL-SN4932/JS/R48 | ) | SN4932/JS/R48 | PATTON - SN IpChannelBank 32 FXS VoIP GW-Router, 2x10/100bTX, Redundant 48V DC PW | 5 | 3294.144 | 3294.144
PT-ANL-SN4932/JS/RUI | ) | SN4932/JS/RUI | PATTON - SN IpChannelBank 32 FXS VoIP GW-Router, 2x10/100bTX, Redundant UI PW | 1 | 3104.514 | 3104.514
Misti digitali analogici
PT-MAD-46612BIS2JS | ) | SN4661/2BIS2JS2JO8V | PATTON - SN GW-Router, 2 BRI, 2 FXS, 2 FXO, 8 VoIP calls. 4 LAN/WAN ETh Ports . Ext 100-240 PW, , Hi-precision clock | 1 | 1011.36 | 1011.36
PT-MAD-4661/4BIS4JS4 | ) | SN4661/4BIS4JS4JO12V | PATTON - SN GW-Router, 4 BRI, 4 FXS, 4 FXO, 12 VoIP calls. 4 LAN/WAN ETh Ports . Ext 100-240 PW, Hi-precision clock | 1 | 1535.1 | 1535.1
PT-MAD-4671/2BIS2JS | ) | SN4671/2BIS2JS2JO8VA | PATTON - SN ADSL IAD,2 BRI,2 FXS,2 FXO,8 VoIP calls. 4 LAN/WAN Eth Ports . ADSL2+ (Annex A,B,M), Ext 100-240 PW | 1 | 1155.84 | 1155.84
PT-MAD-4671/2BIS4JS | ) | SN4671/2BIS4JS8V2G | PATTON - SN G.S IAD, 2 BRI, 4 FXS, 8 VoIP calls. 4 LAN/WAN ETh Ports . 4-wire G.SHDSL, Ext 100-240 PW, Hi-precision clock | 1 | 1517.04 | 1517.04
PT-MAD-46714BIS4JS4JO | ) | SN4671/4BIS4JS4JO12V2GS | PATTON - SN G.S IAD, 4 BRI, 4 FXS, 4 FXO, 12 VoIP calls. 4 LAN/WAN ETh Ports . 4-wire G.SHDSL, Ext 100-240 PW | 1 | 1787.94 | 1787.94
PT-MAD-46714BIS4JS | ) | SN4671/4BIS4JS4JO12VF | PATTON - SN IAD, Fiber SFP, 4 BRI, 4 FXS, 4 FXO, 12 VoIP calls. 4 LAN/WAN ETh Ports . SFP, Ext 100-240 PW, Hi-precision clock | 1 | 1679.58 | 1679.58
PT-MAD-46714BIS8JS16G | ) | SN4671/4BIS8JS16V2GS | PATTON - SN G.S IAD, 4 BRI, 8 FXS, 16 VoIP calls. 4 LAN/WAN ETh Ports . 4-wire G.SHDSL, Ext 100-240 PW, Hi-precision clock | 1 | 2149.14 | 2149.14
PT-MAD-46714BIS8JS16V | ) | SN4671/4BIS8JS16VF | PATTON - SN IAD, Fiber SFP, 4 BRI, 8 FXS, 16 VoIP calls. 4 LAN/WAN ETh Ports . SFP, Ext 100-240 PW, Hi-precision clock | 1 | 1751.82 | 1751.82
Primari
PT-PRI-SN4970/1E15V | ) | SN4970/1E15V/EUI | PATTON - SN 1 T1/E1 PRI VoIP GW, 1x GigETh, 15 VoIP Ch. upg to 30, Ext UI PW, IPv6 ready. | 1 | 1416.807 | 1416.807
PT-PRI-SN4970/1E24V | ) | SN4970/1E24V/EUI | PATTON - SN 1 T1/E1 PRI VoIP GW, 1x GigETh, 24 VoIP Ch. upg to 30, Ext UI PW, IPv6 ready. | 1 | 1847.538 | 1847.538
PT-PRI-SN4970/1E30V | ) | SN4970/1E30V/EUI | PATTON - SN 1 T1/E1 PRI VoIP GW, 1x GigETh, 30 VoIP Ch. not upg , Ext UI PW, IPv6 ready. | 1 | 2134.692 | 2134.692
PT-PRI-SN4970/4E120VR | ) | SN4970/4E120VR/EUI | PATTON - SN 4 T1/E1 PRI VoIP GW, 1x GigETh, 120 VoIP Ch. not upg , Failover Relay, Ext UI PW, IPv6 ready. | 1 | 7287.21 | 7287.21
PT-PRI-SN4970/4E15VR | ) | SN4970/4E15VR/EUI | PATTON - SN 4 T1/E1 PRI VoIP GW, 1x GigETh, 15 VoIP Ch. upg to 60, Failover Relay, Ext UI PW, IPv6 ready. | 1 | 2063.355 | 2063.355
PT-PRI-SN4970/4E24VR | ) | SN4970/4E24VR/EUI | PATTON - SN 4 T1/E1 PRI VoIP GW, 1x GigETh, 24 VoIP Ch. upg to 60, Failover Relay, Ext UI PW, IPv6 ready. | 1 | 2494.086 | 2494.086
PT-PRI-SN49704E30V120 | ) | SN4970/4E30V120R/EUI | PATTON - SN 4 T1/E1 PRI VoIP GW, 1x GigETh, 30 VoIP Ch. upg to 120, Failover Relay, Ext UI PW, IPv6 ready. | 1 | 3318.525 | 3318.525
PT-PRI-SN4970/4E30VR | ) | SN4970/4E30VR/EUI | PATTON - SN 4 T1/E1 PRI VoIP GW, 1x GigETh, 30 VoIP Ch. upg to 60, Failover Relay, Ext UI PW, IPv6 ready. | 1 | 2781.24 | 2781.24
PT-PRI-SN4970/4E48VR | ) | SN4970/4E48VR/EUI | PATTON - SN 4 T1/E1 PRI VoIP GW, 1x GigETh, 48 VoIP Ch. upg to 60, Failover Relay, Ext UI PW, IPv6 ready. | 1 | 3642.702 | 3642.702
PT-PRI-SN4970/4E60VR | ) | SN4970/4E60VR/EUI | PATTON - SN 4 T1/E1 PRI VoIP GW, 1x GigETh, 60 VoIP Ch. not upg , Failover Relay, Ext UI PW, IPv6 ready. | 1 | 4036.41 | 4036.41
PT-PRI-SN4970/4E96VR | ) | SN4970/4E96VR/EUI | PATTON - SN 4 T1/E1 PRI VoIP GW, 1x GigETh, 96 VoIP Ch. upg to 120, Failover Relay, Ext UI PW, IPv6 ready. | 1 | 6189.162 | 6189.162
PT-PRI-SN4971/1E15V | ) | SN4971/1E15V/EUI | PATTON - SN 1 T1/E1 PRI VoIP GW, 1x GigETh, 15 VoIP Ch. upg to 30, Ext UI PW, IPv6 ready, Hi Precision 5ppm CS | 1 | 1767.171 | 1767.171
PT-PRI-SN4971/1E24V | ) | SN4971/1E24V/EUI | PATTON - SN 1 T1/E1 PRI VoIP GW, 1x GigETh, 24 VoIP Ch. upg to 30, Ext UI PW, IPv6 ready, Hi Precision 5ppm CS | 1 | 2197.902 | 2197.902
PT-PRI-SN4971/1E30V | ) | SN4971/1E30V/EUI | PATTON - SN 1 T1/E1 PRI VoIP GW, 1x GigETh, 30 VoIP Ch. not upg , Ext UI PW, IPv6 ready, Hi Precision 5ppm CS | 1 | 2485.056 | 2485.056
PT-PRI-SN4971/4E120VR | ) | SN4971/4E120VR/EUI | PATTON - SN 4 T1/E1 PRI VoIP GW, 1x GigETh, 120 VoIP Ch. not upg , Failover Relay, Ext UI PW, IPv6 ready | 1 | 7637.574 | 7637.574
PT-PRI-SN4971/4E15VR | ) | SN4971/4E15VR/EUI | PATTON - SN 4 T1/E1 PRI VoIP GW, 1x GigETh, 15 VoIP Ch. upg to 60, Failover Relay, Ext UI PW, IPv6 ready | 1 | 2413.719 | 2413.719
PT-PRI-SN4971/4E24VR | ) | SN4971/4E24VR/EUI | PATTON - SN 4 T1/E1 PRI VoIP GW, 1x GigETh, 24 VoIP Ch. upg to 60, Failover Relay, Ext UI PW, IPv6 ready | 1 | 2844.45 | 2844.45
PT-PRI-SN49714E30V120 | ) | SN4971/4E30V120R/EUI | PATTON - SN 4 T1/E1 PRI VoIP GW, 1x GigETh, 30 VoIP Ch. upg to 120, Failover Relay, Ext UI PW, IPv6 ready | 1 | 3668.889 | 3668.889
PT-PRI-SN4971/4E30VR | ) | SN4971/4E30VR/EUI | PATTON - SN 4 T1/E1 PRI VoIP GW, 1x GigETh, 30 VoIP Ch. upg to 60, Failover Relay, Ext UI PW, IPv6 ready | 1 | 3131.604 | 3131.604
PT-PRI-SN4971/4E48VR | ) | SN4971/4E48VR/EUI | PATTON - SN 4 T1/E1 PRI VoIP GW, 1x GigETh, 48 VoIP Ch. upg to 60, Failover Relay, Ext UI PW, IPv6 ready | 1 | 3993.066 | 3993.066
PT-PRI-SN4971/4E60V | ) | SN4971/4E60VR/EUI | PATTON - SN 4 T1/E1 PRI VoIP GW, 1x GigETh, 60 VoIP Ch. not upg , Failover Relay, Ext UI PW, IPv6 ready | 1 | 4386.774 | 4386.774
PT-PRI-SN4971/4E96VR | ) | SN4971/4E96VR/EUI | PATTON - SN 4 T1/E1 PRI VoIP GW, 1x GigETh, 96 VoIP Ch. upg to 120, Failover Relay, Ext UI PW, IPv6 ready | 1 | 6358.926 | 6358.926
PT-PRI-SN4980/1E15V | ) | SN4980/1E15V/EUI | PATTON - SN 1 T1/E1 PRI VoIP GW-Router, 2x GigETh, 15 VoIP Ch. upg to 30, Ext UI PW, IPv6 ready. | 1 | 1694.931 | 1694.931
PT-PRI-SN4980/1E24V | ) | SN4980/1E24V/EUI | PATTON - SN 1 T1/E1 PRI VoIP GW-Router, 2x GigETh, 24 VoIP Ch. upg to 30, Ext UI PW, IPv6 ready. | 1 | 2125.662 | 2125.662
PT-PRI-SN4980/1E30V | ) | SN4980/1E30V/EUI | PATTON - SN 1 T1/E1 PRI VoIP GW-Router, 2x GigETh, 30 VoIP Ch. not upg , Ext UI PW, IPv6 ready. | 1 | 2412.816 | 2412.816
PT-PRI-SN4980/4E120VR | ) | SN4980/4E120VR/EUI | PATTON - SN 4 T1/E1 PRI VoIP GW-Router, 2x GigETh, 120 VoIP Ch. not upg , Failover Relay, Ext UI PW, IPv6 ready. | 1 | 8016.834 | 8016.834
PT-PRI-SN4980/4E15VR | ) | SN4980/4E15VR/EUI | PATTON - SN 4 T1/E1 PRI VoIP GW-Router, 2x GigETh, 15 VoIP Ch. upg to 60, Failover Relay, Ext UI PW, IPv6 ready. | 1 | 2341.479 | 2341.479
PT-PRI-SN4980/4E24VR | ) | SN4980/4E24VR/EUI | PATTON - SN 4 T1/E1 PRI VoIP GW-Router, 2x GigETh, 24 VoIP Ch. upg to 60, Failover Relay, Ext UI PW, IPv6 ready. | 1 | 2772.21 | 2772.21
PT-PRI-49804E30V120R | ) | SN4980/4E30V120R/EUI | PATTON - SN 4 T1/E1 PRI VoIP GW-Router, 2x GigETh, 30 VoIP Ch. upg to 120, Failover Relay, Ext UI PW, IPv6 ready. | 1 | 3596.649 | 3596.649
PT-PRI-49804E30V120RU | ) | SN4980/4E30V120R/UI | PATTON - SN 4 T1/E1 PRI VoIP GW-Router, 2x GigETh, 30 VoIP Ch. upg to 120, Failover Relay, Internal UI PW, IPv6 ready. | 1 | 3659.859 | 3659.859
PT-PRI-SN4980/4E30VR | ) | SN4980/4E30VR/EUI | PATTON - SN 4 T1/E1 PRI VoIP GW-Router, 2x GigETh, 30 VoIP Ch. upg to 60, Failover Relay, Ext UI PW, IPv6 ready. | 1 | 3059.364 | 3059.364
PT-PRI-SN4980/4E48VR | ) | SN4980/4E48VR/EUI | PATTON - SN 4 T1/E1 PRI VoIP GW-Router, 2x GigETh, 48 VoIP Ch. upg to 60, Failover Relay, Ext UI PW, IPv6 ready. | 1 | 3920.826 | 3920.826
PT-PRI-SN4980/4E60VR | ) | SN4980/4E60VR/EUI | PATTON - SN 4 T1/E1 PRI VoIP GW-Router, 2x GigETh, 60 VoIP Ch. not upg , Failover Relay, Ext UI PW, IPv6 ready. | 1 | 4495.134 | 4495.134
PT-PRI-SN4980/4E96VR | ) | SN4980/4E96VR/EUI | PATTON - SN 4 T1/E1 PRI VoIP GW-Router, 2x GigETh, 96 VoIP Ch. upg to 120, Failover Relay, Ext UI PW, IPv6 ready. | 1 | 6738.186 | 6738.186
PT-PRI-SN4981/1E15V | ) | SN4981/1E15V/EUI | PATTON - SN 1 T1/E1 PRI VoIP GW-Router, 2x GigETh, 15 VoIP Ch. upg to 30, Ext UI PW, IPv6 ready, Hi Precision 5ppm CS | 1 | 2045.295 | 2045.295
PT-PRI-SN4981/1E24V | ) | SN4981/1E24V/EUI | PATTON - SN 1 T1/E1 PRI VoIP GW-Router, 2x GigETh, 24 VoIP Ch. upg to 30, Ext UI PW, IPv6 ready, Hi Precision 5ppm CS | 1 | 2476.026 | 2476.026
PT-PRI-SN4981/1E30V | ) | SN4981/1E30V/EUI | PATTON - SN 1 T1/E1 PRI VoIP GW-Router, 2x GigETh, 30 VoIP Ch. not upg , Ext UI PW, IPv6 ready, Hi Precision 5ppm CS | 1 | 2763.18 | 2763.18
PT-PRI-N4981/4E120VR | ) | SN4981/4E120VR/EUI | PATTON - SN 4 T1/E1 PRI VoIP GW-Router, 2x GigETh, 120 VoIP Ch. not upg , Failover Relay, Ext UI PW, IPv6 ready | 1 | 8367.198 | 8367.198
PT-PRI-SN4981/4E15VR | ) | SN4981/4E15VR/EUI | PATTON - SN 4 T1/E1 PRI VoIP GW-Router, 2x GigETh, 15 VoIP Ch.upg to 60, Failover Relay, Ext UI PW, IPv6 ready | 1 | 2691.843 | 2691.843
PT-PRI-SN4981/4E24VR | ) | SN4981/4E24VR/EUI | PATTON - SN 4 T1/E1 PRI VoIP GW-Router, 2x GigETh, 24 VoIP Ch.upg to 60, Failover Relay, Ext UI PW, IPv6 ready | 1 | 3122.574 | 3122.574
PT-PRI-49814E30V120EU | ) | SN4981/4E30V120R/EUI | PATTON - SN 4 T1/E1 PRI VoIP GW-Router, 2x GigETh, 30 VoIP Ch.upg to 120, Failover Relay, Ext UI PW, IPv6 ready | 1 | 3947.013 | 3947.013
PT-PRI-49814E30V120UI | ) | SN4981/4E30V120R/UI | PATTON - SN 4 T1/E1 PRI VoIP GW-Router, 2x GigETh,30 VoIP Ch.upg to 120, Failover Relay, Int. UI PW, IPv6 ready | 1 | 4010.223 | 4010.223
PT-PRI-SN4981/4E30VR | ) | SN4981/4E30VR/EUI | PATTON - SN 4 T1/E1 PRI VoIP GW-Router, 2x GigETh,30 VoIP Ch. upg to 60, Failover Relay, Ext UI PW, IPv6 ready | 1 | 3409.728 | 3409.728
PT-PRI-SN4981/4E48VR | ) | SN4981/4E48VR/EUI | PATTON - SN 4 T1/E1 PRI VoIP GW-Router, 2x GigETh,48 VoIP Ch. upg to 60, Failover Relay, Ext UI PW, IPv6 ready | 1 | 4271.19 | 4271.19
PT-PRI-SN4981/4E60VR | ) | SN4981/4E60VR/EUI | PATTON - SN 4 T1/E1 PRI VoIP GW-Router, 2x GigETh, 60 VoIP Ch. not upg , Failover Relay, Ext UI PW, IPv6 ready | 1 | 4845.498 | 4845.498
PT-PRI-SN4981/4E96VR | ) | SN4981/4E96VR/EUI | PATTON - SN 4 T1/E1 PRI VoIP GW-Router, 2x GigETh, 96 VoIP Ch.upg to 120, Failover Relay, Ext UI PW, IPv6 ready | 1 | 7088.55 | 7088.55
PT-PRI-SN4991/1E15V2G | ) | SN4991/1E15V2GS/EUI | PATTON - SN 1 T1/E1 PRI VoIP IAD, G.SHDSL, 2x GigETh, 15 VoIP Ch. upg to 30, Ext UI PW, IPv6 ready, Hi Precision 5ppm CS | 1 | 2736.993 | 2736.993
PT-PRI-SN4991/1E15VA | ) | SN4991/1E15VA/EUI | PATTON - SN 1 T1/E1 PRI VoIP IAD, ADSL, 2x GigETh, 15 VoIP Ch. upg to 30, Ext UI PW, IPv6 ready, Hi Precision 5ppm CS | 1 | 2466.093 | 2466.093
PT-PRI-SN4991/1E15VD | ) | SN4991/1E15VD/EUI | PATTON - SN 1 T1/E1 PRI VoIP IAD, X.21, 2x GigETh, 15 VoIP Ch. upg to 30, Ext UI PW, IPv6 ready, Hi Precision 5ppm CS | 1 | 2592.513 | 2592.513
PT-PRI-SN4991/1E24VD | ) | SN4991/1E24VD/EUI | PATTON - SN 1 T1/E1 PRI VoIP IAD, X.21, 2x GigETh, 24 VoIP Ch. upg to 30, Ext UI PW, IPv6 ready, Hi Precision 5ppm CS | 1 | 3072.006 | 3072.006
PT-PRI-SN4991/1E24VF | ) | SN4991/1E24VF/EUI | PATTON - SN 1 T1/E1 PRI VoIP IAD, Fiber SFP, 2x GigETh, 24 VoIP Ch. upg to 30, Ext UI PW, IPv6 ready | 1 | 2945.586 | 2945.586
PT-PRI-SN4991/1E30VD | ) | SN4991/1E30VD/EUI | PATTON - SN 1 T1/E1 PRI VoIP IAD, X.21, 2x GigETh, 30 VoIP Ch. upg to 60 , Ext UI PW, IPv6 ready, Hi Precision 5ppm CS | 1 | 3391.668 | 3391.668
PT-PRI-SN4991/1E30VF | ) | SN4991/1E30VF/EUI | PATTON - SN 1 T1/E1 PRI VoIP IAD, Fiber SFP, 2x GigETh, 30 VoIP Ch. upg 30, Ext UI PW, IPv6 ready | 1 | 3265.248 | 3265.248
PT-PRI-SN4991/4E120VR | ) | SN4991/4E120VRD/EUI | PATTON - SN 4 T1/E1 PRI VoIP IAD, X.21, 2x GigETh, 120 VoIP Ch. not upg , Failover Relay, Ext UI PW, IPv6 ready | 1 | 8833.146 | 8833.146
PT-PRI-SN4991/4E120VF | ) | SN4991/4E120VRF/EUI | PATTON - SN 4 T1/E1 PRI VoIP IAD, Fiber SFP, 2x GigETh, 120 VoIP Ch. nonupg, Failover Relay, Ext UI PW, IPv6 ready | 1 | 8706.726 | 8706.726
PT-PRI-SN4991/4E15VRD | ) | SN4991/4E15VRD/EUI | PATTON - SN 4 T1/E1 PRI VoIP IAD, X.21, 2x GigETh, 15 VoIP Ch. upg to 60, Failover Relay, Ext UI PW, IPv6 ready | 1 | 3239.061 | 3239.061
PT-PRI-SN4991/4E15VRF | ) | SN4991/4E15VRF/EUI | PATTON - SN 4 T1/E1 PRI VoIP IAD, Fiber SFP, 2x GigETh, 15 VoIP Ch. upg to 60, Failover Relay, Ext UI PW, IPv6 ready | 1 | 3112.641 | 3112.641
PT-PRI-SN4991/4E24VRD | ) | SN4991/4E24VRD/EUI | PATTON - SN 4 T1/E1 PRI VoIP IAD, X.21, 2x GigETh, 24 VoIP Ch. upg to 60, Failover Relay, Ext UI PW, IPv6 ready | 1 | 3718.554 | 3718.554
PT-PRI-SN4991/4E24VRF | ) | SN4991/4E24VRF/EUI | PATTON - SN 4 T1/E1 PRI VoIP IAD, Fiber SFP, 2x GigETh, 24 VoIP Ch. upg to 60, Failover Relay, Ext UI PW, IPv6 ready | 1 | 3592.134 | 3592.134
PT-PRI-SN49914E30V120 | ) | SN4991/4E30V120RD/EUI | PATTON - SN 4 T1/E1 PRI VoIP IAD, X.21, 2x GigETh, 30 VoIP Ch. upg to 120, Failover Relay, Ext UI PW, IPv6 ready | 1 | 4593.561 | 4593.561
PT-PRI-SN49914E30V120 | ) | SN4991/4E30V120RF/EUI | PATTON - SN 4 T1/E1 PRI VoIP IAD, Fiber SFP, 2x GigETh, 30 VoIP Ch. upg to 120, Failover Relay, Ext UI PW, IPv6 ready | 1 | 5266.296 | 5266.296
PT-PRI-SN4991/4E30VRD | ) | SN4991/4E30VRD/EUI | PATTON - SN 4 T1/E1 PRI VoIP IAD, X.21, 2x GigETh, 30 VoIP Ch. upg to 60, Failover Relay, Ext UI PW, IPv6 ready | 1 | 4038.216 | 4038.216
PT-PRI-SN4991/4E30VRF | ) | SN4991/4E30VRF/EUI | PATTON - SN 4 T1/E1 PRI VoIP IAD, Fiber SFP, 2x GigETh, 30 VoIP Ch. upg to 60, Failover Relay, Ext UI PW, IPv6 ready | 1 | 3911.796 | 3911.796
PT-PRI-SN4991/4E48VRD | ) | SN4991/4E48VRD/EUI | PATTON - SN 4 T1/E1 PRI VoIP IAD, X.21, 2x GigETh, 48 VoIP Ch. upg to 60, Failover Relay, Ext UI PW, IPv6 ready, | 1 | 4997.202 | 4997.202
PT-PRI-SN4991/4E48VRF | ) | SN4991/4E48VRF/EUI | PATTON - SN 4 T1/E1 PRI VoIP IAD, Fiber SFP, 2x GigETh, 48 VoIP Ch. upg to 60, Failover Relay, Ext UI PW, IPv6 ready | 1 | 4870.782 | 4870.782
PT-PRI-SN4991/4E60VRD | ) | SN4991/4E60VRD/EUI | PATTON - SN 4 T1/E1 PRI VoIP IAD, X.21, 2x GigETh, 60 VoIP Ch. not upg , Failover Relay, Ext UI PW, IPv6 ready, | 1 | 5636.526 | 5636.526
PT-PRI-SN4991/4E60VRF | ) | SN4991/4E60VRF/EUI | PATTON - SN 4 T1/E1 PRI VoIP IAD, Fiber SFP, 2x GigETh, 60 VoIP Ch. nonupg, Failover Relay, Ext UI PW, IPv6 ready | 1 | 5510.106 | 5510.106
PT-PRI-SN4991/4E96VRD | ) | SN4991/4E96VRD/EUI | PATTON - SN 4 T1/E1 PRI VoIP IAD, X.21, 2x GigETh, 96 VoIP Ch. upg to 120, Failover Relay, Ext UI PW, IPv6 ready, | 1 | 7554.498 | 7554.498
PT-PRI-SN4991/4E96VRF | ) | SN4991/4E96VRF/EUI | PATTON - SN 4 T1/E1 PRI VoIP IAD, Fiber SFP, 2x GigETh, 96 VoIP Ch. upg to 120, Failover Relay, Ext UI PW, IPv6 ready | 1 | 7428.078 | 7428.078
Router ADSL
PT-DSL-SN46714BIS4JS | ) | SN4671/4BIS4JS4JO12VA | PATTON - SN ADSL IAD, 4 BRI, 4 FXS, 4 FXO, 12 VoIP calls. 4 LAN/WAN ETh Ports . ADSL2+ (Annex A,B,M), Ext 100-240 PW | 1 | 1679.58 | 1679.58
PT-DSL-46714JS4JO8VA | ) | SN4671/4JS4JO8VA/EUI | PATTON - SN ADSL IAD, 4 FXS, 4 FXO, 8 VoIP calls. 4 LAN/WAN ETh Ports . ADSL2+ (Annex A,B,M), Ext 100-240 PW | 1 | 1282.26 | 1282.26
PT-DSL-SN46718BIS16V | ) | SN4671/8BIS16V2GS/EUI | PATTON - SN G.S IAD, 8 BRI, 16 VoIP calls. 4 LAN/WAN ETh Ports . 4-wire G.SHDSL, Ext 100-240 PW, Hi-precision clock | 1 | 1968.54 | 1968.54
PT-DSL-SN4671/8JS8VA | ) | SN4671/8JS8VA/EUI | PATTON - SN ADSL IAD, 8 FXS, 8 VoIP calls. 4 LAN/WAN ETh Ports . ADSL2+ (Annex A,B,M), Ext 100-240 PW, Hi-precision clock | 1 | 1210.02 | 1210.02
PT-DSL-SN4991/1E24V2 | ) | SN4991/1E24V2GS/EUI | PATTON - SN 1 T1/E1 PRI VoIP IAD, G.SHDSL, 2x GigETh, 24 VoIP Ch. upg to 30, Ext UI PW, IPv6 ready, Hi Precision 5ppm CS | 1 | 3216.486 | 3216.486
PT-DSL-SN4991/1E30V2 | ) | SN4991/1E30V2GS/EUI | PATTON - SN 1 T1/E1 PRI VoIP IAD, G.SHDSL, 2x GigETh, 30 VoIP Ch. upg to 30, Ext UI PW, IPv6 ready, Hi Precision 5ppm CS | 1 | 3536.148 | 3536.148
PT-DSL-SN4991/1E30VA | ) | SN4991/1E30VA/EUI | PATTON - SN 1 T1/E1 PRI VoIP IAD, ADSL, 2x GigETh, 30 VoIP Ch. not upg , Ext UI PW, IPv6 ready, Hi Precision 5ppm CS | 1 | 3265.248 | 3265.248
PT-DSL-SN4991/4E120V | ) | SN4991/4E120VR2GS/EUI | PATTON - SN 4 T1/E1 PRI VoIP IAD, G.SHDSL 2x GigETh, 120 VoIP Ch. not upg , Failover Relay,Ext UI PW, IPv6 ready, | 1 | 8977.626 | 8977.626
PT-DSL-SN4991/4E15V | ) | SN4991/4E15VR2GS/EUI | PATTON - SN 4 T1/E1 PRI VoIP IAD, G.SHDSL, 2x GigETh, 15 VoIP Ch.upg to 60, Failover Relay, Ext UI PW, IPv6 ready, | 1 | 3383.541 | 3383.541
PT-DSL-SN4991/4E15V | ) | SN4991/4E15VRA/EUI | PATTON - SN 4 T1/E1 PRI VoIP IAD, ADSL, 2x GigETh, 15 VoIP Ch. upg to 60, Failover Relay, Ext UI PW, IPv6 ready, | 1 | 3112.641 | 3112.641
PT-DSL-SN4991/4E24VR | ) | SN4991/4E24VR2GS/EUI | PATTON - SN 4 T1/E1 PRI VoIP IAD, G.SHDSL, 2x GigETh, 24 VoIP Ch.upg to 60, Failover Relay, Ext UI PW, IPv6 ready, | 1 | 3863.034 | 3863.034
PT-DSL-49914E30V120 | ) | SN4991/4E30V120R2GS | PATTON - SN 4 T1/E1 PRI VoIP IAD, G.SHDSL, 2x GigETh, 30 VoIP Ch.upg to 120,Failover Relay, Ext UI PW, IPv6 ready, | 1 | 5537.196 | 5537.196
PT-DSL-SN4991/4E30V | ) | SN4991/4E30VR2GS/EUI | PATTON - SN 4 T1/E1 PRI VoIP IAD, G.SHDSL, 2x GigETh, 30 VoIP Ch.upg to 60, Failover Relay, Ext UI PW, IPv6 ready, | 1 | 4182.696 | 4182.696
PT-DSL-SN4991/4E30V | ) | SN4991/4E30VRA/EUI | PATTON - SN 4 T1/E1 PRI VoIP IAD, ADSL, 2x GigETh, 30 VoIP Ch. not upg , Failover Relay, Ext UI PW, IPv6 ready, | 1 | 3911.796 | 3911.796
PT-DSL-SN49914E48VR2 | ) | SN4991/4E48VR2GS/EUI | PATTON - SN 4 T1/E1 PRI VoIP IAD, G.SHDSL, 2x GigETh, 48 VoIP Ch.upg to 60, Failover Relay, Ext UI PW, IPv6 ready, | 1 | 5141.682 | 5141.682
PT-DSL-SN4991/4E60V | ) | SN4991/4E60VR2GS/EUI | PATTON - SN 4 T1/E1 PRI VoIP IAD, G.SHDSL, 2x GigETh, 60 VoIP Ch. not upg , Failover Relay, Ext UI PW, IPv6 ready, | 1 | 5781.006 | 5781.006
PT-DSL-SN4991/4E96V | ) | SN4991/4E96VR2GS/EUI | PATTON - SN 4 T1/E1 PRI VoIP IAD, G.SHDSL, 2x GigETh,96 VoIP Ch.upg to 120, Failover Relay, Ext UI PW, IPv6 ready, | 1 | 7698.978 | 7698.978
Session border controller
PT-SBC-SN5200/32B/EUI | ) | SN5200/32B/EUI | PATTON - Session Border Router,32CH,EUI | 1 | 538.188 | 538.188
PT-SBC-SN5480/32P/EUI | ) | SN5480/32P/EUI | PATTON - SN Ent Session Border Router, 2x GigETh, 32 SIP-SIP calls, or 96 SIP-SIP calls w/o Trans, Ext UI PW,IPv6 ready | 1 | 2398.368 | 2398.368
PT-SBC-SN5480/64P/EUI | ) | SN5480/64P/EUI | PATTON - SN Ent Session Border Router, 2x GigETh, 64 SIP-SIP calls, or 192 SIP-SIP calls w/o Trans, Ext UI PW, IPv6 ready. | 1 | 4363.296 | 4363.296
PT-SBC-SN5490/32P2GS | ) | SN5490/32P2GS/EUI | PATTON - SN Ent Session Border IAD,G.SHDSL,2x GigETh,32 SIP-SIP calls ,or 96 SIP-SIP calls w/o Trans, Ext UI PW, IPv6 ready | 1 | 2795.688 | 2795.688
PT-SBC-SN5490/64P2GS | ) | SN5490/64P2GS/EUI | PATTON - SN Ent Session Border IAD, G.SHDSL, 2x GigETh, 64 SIP-SIP calls, or 192 SIP-SIP calls w/o Trans, Ext UI PW, IPv6 | 1 | 4760.616 | 4760.616
ISDN
PT-ISD-SN-DTA/1BIS2V | ) | SN-DTA/1BIS2V/EUI | PATTON - SN ISDN BRI VoIP Terminal Adapter, 1x BRI/So NT with phantom PW, 2 voice/fax calls, 1x 10/100 ETh, Ext UI PW | 1 | 288.96 | 288.96
PT-ISD-SN-DTA/2BIS2V | ) | SN-DTA/2BIS2V/EUI | PATTON - SN ISDN BRI VoIP Terminal Adapter,2xBRI/So(1xNT,1xTE)with fb relay,,2 voice/fax calls,1x10/100ETh,Ext UI PW | 1 | 370.23 | 370.23
PT-ISD-SN-DTA/2BIS4V | ) | SN-DTA/2BIS4V/EUI | PATTON - SN ISDN BRI VoIP Terminal Adapter, 2x BRI/So NT , 4 voice/fax calls, 1x 10/100 ETh, Ext UI PW (100–240 VAC) | 1 | 541.8 | 541.8
PT-ISD-DTA/2BIS4VHP | ) | SN-DTA/2BIS4VHP/EUI | PATTON - ISDN BRI VoIP Terminal Adapter,2xBRI/So NT,Hi prec CS, 4 voice/fax calls, 1x 10/100 ETh, Ext UI PW (100–240 VAC) | 1 | 404.544 | 404.544
PT-ISD-SN4120/1BIS2V | ) | SN4120/1BIS2V/EUI | PATTON - SN ISDN BRI PSTN VoIP GW, 1 BRI/So TE, 2 voice/fax calls, 1x 10/100 ETh, Ext UI PW (100–240 VAC), 1-year warranty. | 1 | 307.02 | 307.02
PT-ISD-SN4120/2BIS4V | ) | SN4120/2BIS4V/EUI | PATTON - SN ISDN BRI PSTN VoIP GW, 2 BRI/So TE, 4 voice/fax calls, 1x 10/100 ETh, Ext UI PW (100–240 VAC), 1-year warranty. | 1 | 469.56 | 469.56
PT-ISD-SN4634/3BIS | ) | SN4634/3BIS/EUI | PATTON - SN 3 BRI VoIP GW-Router, Dual Fast ETh, 4 VoIP Call, Pth Relay. H.323 and SIP, Ext PW. | 1 | 709.758 | 709.758
PT-ISD-SN4635/3BIS | ) | SN4635/3BIS/EUI | PATTON - SN 3 BRI VoIP GW-Router, Dual Fast ETh, 4 VoIP Call, Pth Relay. H.323 and SIP, Ext PW, Hi Precision 5ppm CS. | 1 | 827.148 | 827.148
PT-ISD-SN4638/5BIS | ) | SN4638/5BIS/EUI | PATTON - SN 5 BRI VoIP GW-Router, Dual Fast ETh, 8 VoIP Call, Pth Relay. H.323 and SIP, Ext PW. | 1 | 904.806 | 904.806
PT-ISD-SN4639/5BIS | ) | SN4639/5BIS/EUI | PATTON - SN 5 BRI VoIP GW-Router, Dual Fast ETh, 8 VoIP Call, Pth Relay. H.323 and SIP, Ext PW. Hi Precision 5ppm CS. | 1 | 1049.286 | 1049.286
PT-ISD-SN4654/3BISC | ) | SN4654/3BISC/UI | PATTON - SN 3 BRI VoIP IAD - 4 VoIP Call. Pth Relay. Integrated V.35 WAN, H.323 and SIP, Internal UI PW. | 10 | 829.2068 | 829.2068
PT-ISD-SN4654/3BISD | ) | SN4654/3BISD/UI | PATTON - SN 3 BRI VoIP IAD - 4 VoIP Call. Pth Relay. Integrated X.32 WAN, H.323 and SIP, Internal UI PW. | 10 | 829.2068 | 829.2068
PT-ISD-SN4658/5BISC | ) | SN4658/5BISC/UI | PATTON - SN 5 BRI VoIP IAD - 8 VoIP Call. Pth Relay. Integrated V.35 WAN, H.323 and SIP, Internal UI PW. | 5 | 1014.5024 | 1014.5024
PT-ISD-SN4658/5BISD | ) | SN4658/5BISD/UI | PATTON - SN 5 BRI VoIP IAD - 8 VoIP Call. Pth Relay. Integrated X.21 WAN, H.323 and SIP, Internal UI PW. | 1 | 1077.7124 | 1077.7124
PT-ISD-SN4660/8BIS16V | ) | SN4660/8BIS16V/EUI | PATTON - SN GW-Router, 8 BRI, 16 VoIP calls. 4 LAN/WAN ETh Ports . Ext 100-240 PW | 1 | 1336.44 | 1336.44
PT-ISD-SN4661/8BIS8V | ) | SN4661/8BIS8V/EUI | PATTON - SN GW-Router, 8 BRI, 8 VoIP calls. 4 LAN/WAN ETh Ports . Ext 100-240 PW, Hi-precision clock | 1 | 1137.78 | 1137.78
PT-ISD-SN4671/4BIS8V | ) | SN4671/4BIS8VA/EUI | PATTON - SN ADSL IAD, 4 BRI, 8 VoIP calls. 4 LAN/WAN ETh Ports . ADSL2+ (Annex A,B,M), Ext 100-240 PW | 1 | 1264.2 | 1264.2
PT-ISD-SN4671/4BIS8 | ) | SN4671/4BIS8VF/EUI | PATTON - SN IAD, Fiber SFP, 4 BRI, 8 VoIP calls. 4 LAN/WAN ETh Ports . SFP, Ext 100-240 PW | 1 | 1300.32 | 1300.32
PT-ISD-SN4671/8BIS16 | ) | SN4671/8BIS16VF/EUI | PATTON - SN IAD, Fiber SFP, 8 BRI, 16 VoIP calls. 4 LAN/WAN ETh Ports . SFP, Ext 100-240 PW | 1 | 1571.22 | 1571.22
Licenze
PT-LIC-SNSW-16-SS7 | ) | SNSW-16-SS7 | PATTON - SN SmartMedia SS7 MTP2, MTP3, ISUP 16-Link License | 1 | 6814.038 | 6814.038
PT-LIC-SNSW-1plus-SS7 | ) | SNSW-1plus-SS7-1 | PATTON - SN SmartMedia Single Link MTP2, MTP3, ISUP License Upgrade | 1 | 973.434 | 973.434
PT-LIC-SNSW-1-SS7 | ) | SNSW-1-SS7 | PATTON - SN SmartMedia Single Link SS7 MTP2, MTP3, ISUP License | 1 | 973.434 | 973.434
PT-LIC-SNSW-2-SS7 | ) | SNSW-2-SS7 | PATTON - SN SmartMedia SS7 MTP2, MTP3, ISUP 2-Link License | 1 | 1946.868 | 1946.868
PT-LIC-SNSW-32-SS7 | ) | SNSW-32-SS7 | PATTON - SN SmartMedia SS7 MTP2, MTP3, ISUP 32-Link License | 1 | 9734.34 | 9734.34
PT-LIC-SNSW-49V1 | ) | SNSW-49V1 | PATTON - SN License for 1 VoIP Channel for SN4970, SN4980 and SN4990 PRI Series | 1 | 54.18 | 54.18
PT-LIC-SNSW-49V6 | ) | SNSW-49V6 | PATTON - SN License for 6 VoIP Ch for SN4940, SN4950 and SN4960 PRI Series | 1 | 580.2678 | 580.2678
PT-LIC-SNSW-49V9 | ) | SNSW-49V9 | PATTON - SN License for 9 VoIP Ch for SN4940, SN4950 and SN4960 PRI Series | 1 | 870.4017 | 870.4017
PT-LIC-SNSW-4-SS7 | ) | SNSW-4-SS7 | PATTON - SN SmartMedia SS7 MTP2, MTP3, ISUP 4-Link License | 1 | 3893.736 | 3893.736
PT-LIC-SNSW-64-SS7 | ) | SNSW-64-SS7 | PATTON - SN SmartMedia SS7 MTP2, MTP3, ISUP 64-Link License | 1 | 11681.208 | 11681.208
PT-LIC-SNSW-8-SS7 | ) | SNSW-8-SS7 | PATTON - SN SmartMedia SS7 MTP2, MTP3, ISUP 8-Link License | 1 | 4867.17 | 4867.17
PT-LIC-SNSW-CSBRG | ) | SNSW-CSBRG | PATTON - License Key for the Circuit Switching Bridge Service | 1 | 319.662 | 319.662
PT-LIC-SNSW-DB1 | ) | SNSW-DB1 | PATTON - License Key for ISDN dial-backup on the SN 4630, 4650, 4552 and 4562 Series | 1 | 261.87 | 261.87
PT-LIC-SNSW-M2PA-SIGT | ) | SNSW-M2PA-SIGTRAN | PATTON - SN SmartMedia SIGTRAN Termination License for M2PA | 1 | 3893.736 | 3893.736
PT-LIC-SNSW-QSIG1 | ) | SNSW-QSIG1 | PATTON - License Key for QSIG on the SN 4000 series | 1 | 319.662 | 319.662
PT-LIC-SNSW-QSIG2 | ) | SNSW-QSIG2 | PATTON - License Key for QSIG on SN 4940/50/60 series | 1 | 644.742 | 644.742
PT-LIC-SNSW-REG | ) | SNSW-REG | PATTON - License Key for SIP Registrar on SNs - First available with firmware R5.1 | 1 | 211.302 | 211.302
PT-LIC-SNSW-10100-4E | ) | SNSW-SN10100-4E | PATTON - SN SmartMedia 4 T1/E1 Software Upgrade (increases the SN10100 from 4 or 8 E1s and 120 to 240 voice Ch) | 1 | 4785.9 | 4785.9
PT-LIC-SW-SN10200-16E | ) | SNSW-SN10200-16E | PATTON - SN SmartMedia GW 16 T1/E1 with 512 VoIP Ch, Hardware & Software Upgrade | 1 | 10707.774 | 10707.774
PT-LIC-SW-10200-1DS3 | ) | SNSW-SN10200-1DS3 | PATTON - SN SmartMedia GW 1 DS3 with 672 VoIP Ch, Hardware & Software Upgrade | 1 | 12654.642 | 12654.642
PT-LIC-SNSW-UCA1 | ) | SNSW-UCA1 | PATTON - SmartWare UCA bundle with SIP Registrar, IPSEC VPN, and Dial Backup licenses.For all non-PRI SNs | 1 | 342.237 | 342.237
PT-LIC-SNSW-UCA2 | ) | SNSW-UCA2 | PATTON - SmartWare UCA bundle with SIP Registrar, IPSEC VPN, and Dial Backup licenses (Product Line dependent). For all PRI SNs | 1 | 396.417 | 396.417
PT-LIC-SNSW-UCA3 | ) | SNSW-UCA3 | PATTON - SmartWare UCA bundle with SIP Registrar and Trans for SN4970/80/90 Series | 1 | 451.5 | 451.5
PT-LIC-SNSW-VPN1 | ) | SNSW-VPN1 | PATTON - License Key for IPSec VPN on the SN 4000 and 5200 series DES/3DES/AES (Not apply to SN41XX, SDTA, SN-DTA and SN455X) | 1 | 211.302 | 211.302
PT-LIC-SNSW-VPN2 | ) | SNSW-VPN2 | PATTON - License Key for IPSec VPN on the SN 4940/50/60 and 5400 series DES/3DES/AES | 1 | 319.662 | 319.662

## 3CX
Listino Giugno22 |  |  | WWW.COMPASSTECH.IT
Indice
3CX
Cod. Compass |  | Cod. Vendor | Descrizione | MOQ |  | End-User
3CX
Licenze Annuali
Versione Standard
3C-SWL-3CXPSSPLA12M16 | ) | 3CXPSSPLA12M16 | 3CX Phone System - 16SC Standard Edition Annual | 1 |  | 375 | 375
3C-SWL-3CXPSSPLA12M24 | ) | 3CXPSSPLA12M24 | 3CX Phone System - 24SC Standard Edition Annual | 1 |  | 565 | 565
3C-SWL-3CXPSSPLA12M32 | ) | 3CXPSSPLA12M32 | 3CX Phone System - 32SC Standard Edition Annual | 1 | ↓ | 755 | 755
3C-SWL-3CXPSSPLA12M48 | ) | 3CXPSSPLA12M48 | 3CX Phone System - 48SC Standard Edition Annual | 1 | ↓ | 1130 | 1130
3C-SWL-3CXPSSPLA12M64 | ) | 3CXPSSPLA12M64 | 3CX Phone System - 64SC Standard Edition Annual | 1 | ↓ | 1510 | 1510
3C-SWL-3CPSSPLA12M128 | ) | 3CXPSSPLA12M128 | 3CX Phone System - 128SC Standard Edition Annual | 1 |  | 3115 | 3115
3C-SWL-3CPSSPLA12M256 | ) | 3CXPSSPLA12M256 | 3CX Phone System - 256SC Standard Edition Annual | 1 |  | 6615 | 6615
3C-SWL-3CPSSPLA12M512 | ) | 3CXPSSPLA12M512 | 3CX Phone System - 512SC Standard Edition Annual | 1 |  | 10395 | 10395
3C-SWL-PSSPLA12M1024 | ) | 3CXPSSPLA12M1024 | 3CX Phone System - 1024SC Standard Edition Annual | 1 |  | 18900 | 18900
Versione Professional
3C-SWL-PSPROFSPLA12M4 | ) | 3CXPSPROFSPLA12M4 | 3CX 4SC Professional SPLA Edition 12 months | 1 | ↓ | 135 | 135
3C-SWL-PSPROFSPLA12M8 | ) | 3CXPSPROFSPLA12M8 | 3CX 8SC Professional SPLA Edition 12 months | 1 | ↓ | 250 | 250
3C-SWL-PROFSPLA12M16 | ) | 3CXPSPROFSPLA12M16 | 3CX 16SC Professional SPLA Edition 12 months | 1 | ↓ | 560 | 560
3C-SWL-PROFSPLA12M24 | ) | 3CXPSPROFSPLA12M24 | 3CX 24SC Professional SPLA Edition 12 months | 1 | ↓ | 845 | 845
3C-SWL-PROFSPLA12M32 | ) | 3CXPSPROFSPLA12M32 | 3CX 32SC Professional SPLA Edition 12 months | 1 | ↓ | 1130 | 1130
3C-SWL-PROFSPLA12M48 | ) | 3CXPSPROFSPLA12M48 | 3CX 48SC Professional SPLA Edition 12 months | 1 | ↓ | 1695 | 1695
3C-SWL-PROFSPLA12M64 | ) | 3CXPSPROFSPLA12M64 | 3CX 64SC Professional SPLA Edition 12 months | 1 | ↓ | 2265 | 2265
3C-SWL-PROFSPLA12M128 | ) | 3CXPSPROFSPLA12M128 | 3CX 128SC Professional SPLA Edition 12 months | 1 | ↓ | 4675 | 4675
3C-SWL-PROFSPLA12M256 | ) | 3CXPSPROFSPLA12M256 | 3CX 256SC Professional SPLA Edition 12 months | 1 | ↓ | 9920 | 9920
3C-SWL-PROFSPLA12M512 | ) | 3CXPSPROFSPLA12M512 | 3CX 512SC Professional SPLA Edition 12 months | 1 | ↓ | 15590 | 15590
3C-SWL-PROSPLA12M1024 | ) | 3CXPSPROFSPLA12M1024 | 3CX 1024SC Professional SPLA Edition 12 months | 1 | ↓ | 28345 | 28345
Versione Enterprise
3C-SWL-PSENTSPLA12M4 | ) | 3CXPSENTSPLA12M4 | 3CX -Phone System - Enterprise Edition 4SC Up to 4 sim. calls. | 1 | ↓ | 170 | 170
3C-SWL-PSENTSPLA12M8 | ) | 3CXPSENTSPLA12M8 | 3CX -Phone System - Enterprise Edition 8SC Up to 8 sim. calls. | 1 | ↓ | 310 | 310
3C-SWL-PSENTSPLA12M16 | ) | 3CXPSENTSPLA12M16 | 3CX -Phone System - Enterprise Edition 16SC Up to 16 sim. calls. | 1 |  | 695 | 695
3C-SWL-PSENTSPLA12M24 | ) | 3CXPSENTSPLA12M24 | 3CX -Phone System - Enterprise Edition 24SC Up to 24 sim. calls. | 1 |  | 1045 | 1045
3C-SWL-PSENTSPLA12M32 | ) | 3CXPSENTSPLA12M32 | 3CX -Phone System - Enterprise Edition 32SC Up to 32 sim. calls. | 1 | ↓ | 1390 | 1390
3C-SWL-PSENTSPLA12M64 | ) | 3CXPSENTSPLA12M64 | 3CX -Phone System - Enterprise Edition 64SC Up to 64 sim. calls. | 1 | ↓ | 2790 | 2790
3C-SWL-ENTSPLA12M128 | ) | 3CXPSENTSPLA12M128 | 3CX -Phone System - Enterprise Edition 128SC Up to128 sim. calls. | 1 | ↓ | 5765 | 5765
3C-SWL-ENTSPLA12M256 | ) | 3CXPSENTSPLA12M256 | 3CX -Phone System - Enterprise Edition 256SC Up to 256 sim. calls. | 1 |  | 12230 | 12230
3C-SWL-ENTSPLA12M512 | ) | 3CXPSENTSPLA12M512 | 3CX -Phone System - Enterprise Edition 512SC Up to 512 sim. calls. | 1 |  | 19225 | 19225
3C-SWL-ENTSPLA12M1024 | ) | 3CXPSENTSPLA12M1024 | 3CX -Phone System - Enterprise Edition 1024SC Up to 1024 sim. calls. | 1 |  | 34960 | 34960
Licenze perpetue
Versione Enterprise
3C-SWL-3CXPSENTERP32 | ) | 3CXPSENTERP32 | 3CX Phone System - Enterprise Edition 32SC Up to 32 sim. calls. | 1 | ↓ | 4170 | 4170
3C-SWL-3CXPSENTERP64 | ) | 3CXPSENTERP64 | 3CX Phone System - Enterprise Edition 64SC Up to 64 sim. calls. | 1 | ↓ | 8370 | 8370
3C-SWL-3CXPSENTERP128 | ) | 3CXPSENTERP128 | 3CX Phone System - Enterprise Edition 128SC Up to 128 sim. calls. | 1 |  | 17285 | 17285
3C-SWL-3CXPSENTERP512 | ) | 3CXPSENTERP512 | 3CX Phone System - Enterprise Edition 512SC Up to 512 sim. calls. | 1 |  | 57670 | 57670
Maintenance
Versione Standard
3C-SWL-3CXPS4M | ) | 3CXPS4M | 3CX Maintenance for 4 SC Phone System Standard | 1 | ↓ | 90 | 90
3C-SWL-3CXPS8M | ) | 3CXPS8M | 3CX Maintenance for 8 SC Phone System Standard | 1 |  | 170 | 170
3C-SWL-3CXPS16M | ) | 3CXPS16M | 3CX Maintenance for 16 SC Phone System Standard | 1 |  | 375 | 375
3C-SWL-3CXPS32M | ) | 3CXPS32M | 3CX Maintenance for 32 SC Phone System Standard | 1 |  | 755 | 755
3C-SWL-3CXPS64M | ) | 3CXPS64M | 3CX Maintenance for 64 SC Phone System Standard | 1 |  | 1510 | 1510
3C-SWL-3CXPS128M | ) | 3CXPS128M | 3CX Maintenance for 128 SC Phone System Standard | 1 |  | 3115 | 3115
3C-SWL-3CXPS256M | ) | 3CXPS256M | 3CX Maintenance for 256 SC Phone System Standard | 1 |  | 6615 | 6615
3C-SWL-3CXPS512M | ) | 3CXPS512M | 3CX Maintenance for 512 SC Phone System Standard | 1 |  | 10395 | 10395
3C-SWL-3CXPS1024M | ) | 3CXPS1024M | 3CX Maintenance for 1024 SC Phone System Standard | 1 |  | 18900 | 18900
Versione Professional
3C-SWL-3CXPSPROF4M | ) | 3CXPSPROF4M | 3CX Maintenance for 4 SC Phone System Professional | 1 | ↓ | 135 | 135
3C-SWL-3CXPSPROF8M | ) | 3CXPSPROF8M | 3CX Maintenance for 8 SC Phone System Professional | 1 |  | 250 | 250
3C-SWL-3CXPSPROF16M | ) | 3CXPSPROF16M | 3CX Maintenance for 16 SC Phone System Professional | 1 |  | 560 | 560
3C-SWL-3CXPSPROF32M | ) | 3CXPSPROF32M | 3CX Maintenance for 32 SC Phone System Professional | 1 |  | 1130 | 1130
3C-SWL-3CXPSPROF64M | ) | 3CXPSPROF64M | 3CX Maintenance for 64 SC Phone System Professional | 1 |  | 2265 | 2265
3C-SWL-3CXPSPROF128M | ) | 3CXPSPROF128M | 3CX Maintenance for 128 SC Phone System Professional | 1 |  | 4675 | 4675
3C-SWL-3CXPSPROF256M | ) | 3CXPSPROF256M | 3CX Maintenance for 256 SC Phone System Professional | 1 |  | 9920 | 9920
3C-SWL-3CXPSPROF512M | ) | 3CXPSPROF512M | 3CX Maintenance for 512 SC Phone System Professional | 1 |  | 15590 | 15590
3C-SWL-3CXPSPROF1024M | ) | 3CXPSPROF1024M | 3CX Maintenance for 1024 SC Phone System Professional | 1 |  | 28345 | 28345
Versione Enterprise
3C-SWL-3CXPSENTERP8M | ) | 3CXPSENTERP8M | 3CX -Maintenance for 8 SC Phone System Enterprise | 1 |  | 310 | 310
3C-SWL-3CXPSENTERP16M | ) | 3CXPSENTERP16M | 3CX -Maintenance for 16 SC Phone System Enterprise | 1 |  | 695 | 695
3C-SWL-3CXPSENTERP32M | ) | 3CXPSENTERP32M | 3CX -Maintenance for 32 SC Phone System Enterprise | 1 |  | 1390 | 1390
3C-SWL-3CXPSENTERP64M | ) | 3CXPSENTERP64M | 3CX -Maintenance for 64 SC Phone System Enterprise | 1 |  | 2790 | 2790
3C-SWL-3CPSENTERP128M | ) | 3CXPSENTERP128M | 3CX -Maintenance for 128 SC Phone System Enterprise | 1 |  | 5765 | 5765
3C-SWL-3CPSENTERP512M | ) | 3CXPSENTERP512M | 3CX -Maintenance for 512 SC Phone System Enterprise | 1 |  | 19225 | 19225

## Ruckus
Listino Giugno22 |  |  | WWW.COMPASSTECH.IT
Indice
RUCKUS
Cod. Compass |  | Cod. Vendor | Descrizione | MOQ | End-User | Netto
Ruckus Wireless Access Points & Controller Hardware
Unleashed Access Points
RK-WMA-9U1-E510-WW01 | ) | 9U1-E510-WW01 | RUCKUS - Unleashed E510, external antenna, modular outdoor access point, 802.11ac Wave 2 2x2:2. Does not include PoE injector | 1 | 1595 | 1595
RK-WMA-9U1-C110-EU01 | ) | 9U1-C110-EU01 | RUCKUS - Unleashed C110, 802.11ac Wave 2, 2x2:2, Dual Band Concurrent (2.4/5GHz) wall plate AP/CM, EuroDOCSIS, EU power supply | 1 | 595 | 595
RK-WMA-9U1-T310-WW20 | ) | 9U1-T310-WW20 | RUCKUS - Unleashed T310c, omni, outdoor access point, 802.11ac Wave 2 2x2:2 internal BeamFlex+, | 1 | 1095 | 1095
RK-WMA-9U1-T310-WW40 | ) | 9U1-T310-WW40 | RUCKUS - Unleashed T310d, omni, outdoor access point, 802.11ac Wave 2 2x2:2 internal BeamFlex+, NO PoE injector. | 1 | 1295 | 1295
RK-WMA-9U1-T310-WW51 | ) | 9U1-T310-WW51 | RUCKUS - Unleashed T310s, Outdoor 802.11ac, 120 degree sector, dual band concurrent access point. NO PoE injector. | 1 | 1495 | 1495
RK-WMA-9U1-T310-WW61 | ) | 9U1-T310-WW61 | RUCKUS - Unleashed T310n, 30x30 deg, Outdoor 802.11ac 2x2:2 Wave 2, narrow beam | 1 | 1495 | 1495
RK-WMA-9U1-R720-WW00 | ) | 9U1-R720-WW00 | RUCKUS - Unleashed R720 dual-band 802.11abgn/ac (802.11ac Wave 2) Wireless Access Point with Multi-Gigabit Ethernet backhaul | 1 | 1295 | 1295
RK-WMA-9U1-H320-WW00 | ) | 9U1-H320-WW00 | RUCKUS - Unleashed H320 802.11ac 2.4 GHz (1x1:1) & 5 GHz (2x2:2), Wired/Wireless Wall Switch, MU-MIMO, BeamFlex+ | 1 | 285 | 285
RK-WMA-9U1-T610-WW01 | ) | 9U1-T610-WW01 | RUCKUS - Unleashed T610 802.11ac Wave 2 Outdoor Wireless Access Point, 4x4:4 Stream, MU-MIMO, Omnidirectional Beamflex+ coverage | 1 | 1995 | 1995
RK-WMA-901-R550-WW00 | ) | 901-R550-WW00 | RUCKUS -R550 dual-band 802.11abgn/ac/ax Wireless Access Point with Multi-Gigabit Ethernet backhaul and onboard BLE/ZIgbee,, 2x2:2 streams (2.4GHz/5GHz) OFDMA, MU-MIMO | 1 | 795 | 795
RK-WMA-901-R650-WW00 | ) | 901-R650-WW00 | RUCKUS R650 dual-band 802.11abgn/ac/ax Wireless Access Point with Multi-Gigabit Ethernet backhaul, 4x4:4 + 2x2:2 streams, OFDMA, MU-MIMO, BeamFlex+ | 1 | 1095 | 1095
RK-WMA-9U1-T610-WW51 | ) | 9U1-T610-WW51 | RUCKUS - Unleashed T610s 802.11ac Wave 2 Outdoor Wireless Access Point, 4x4:4 Stream, MU-MIMO, 120 degree sector | 1 | 1995 | 1995
RK-WMA-9U1-R610-WW00 | ) | 9U1-R610-WW00 | RUCKUS - Ruckus Unleashed R610 dual-band 802.11abgn/ac (802.11ac Wave 2) Wireless Access Point | 1 | 895 | 895
RK-WMA-9U1-R510-WW00 | ) | 9U1-R510-WW00 | RUCKUS - Ruckus R510 Unleashed, dual-band 802.11abgn/ac (802.11ac Wave 2) Wireless Access Point, 2x2:2 streams, BeamFlex+ | 1 | 675 | 675
RK-WMA-9U1-H510-WW00 | ) | 9U1-H510-WW00 | RUCKUS - Ruckus 802.11ac Wave 2 dual-band concurrent 2.4 GHz & 5 GHz, Wired/Wireless Wall Switch, BeamFlex+. NO POE injector | 1 | 395 | 395
RK-WMA-9U1-R710-WW00 | ) | 9U1-R710-WW00 | RUCKUS - Ruckus R710 Unleashed, dual-band 802.11abgn/ac (802.11ac Wave 2) Wireless Access Point | 1 | 1295 | 1295
RK-WMA-9U1-T710-WW01 | ) | 9U1-T710-WW01 | RUCKUS - Ruckus T710 Unleashed, 802.11ac Wave 2 Outdoor Wireless Access Point | 1 | 2995 | 2995
RK-WMA-9U1-T710-WW51 | ) | 9U1-T710-WW51 | RUCKUS - Ruckus T710s Unleashed, 802.11ac Wave 2 Outdoor Wireless Access Point | 1 | 2995 | 2995
RK-WMA-9U1-R310-WW02 | ) | 9U1-R310-WW02 | RUCKUS - Ruckus R310 Unleashed, dual band 802.11ac Indoor Access Point, BeamFlex, 2x2:2, 1-Port, PoE | 1 | 395 | 395
RK-WMA-9U1-M510-D100 | ) | 9U1-M510-D100 | RUCKUS - Unleashed M510, 802.11ac Dual band indoor AP, 2x2:2, BeamFlex+, LTE backhaul, Domain 1 (most of APAC & Europe) | 1 | 1095 | 1095
RK-WMA-9U1-R320-WW02 | ) | 9U1-R320-WW02 | RUCKUS - Ruckus R320 Unleashed, dual band 802.11ac Wave 2 Indoor Access Point, BeamFlex, 2x2:2, 1-Port, NO PoE INJECTOR. | 1 | 395 | 395
Indoor Access Points
RK-WMA-901-R320-WW02 | ) | 901-R320-WW02 | RUCKUS - Ruckus R320, dual band 802.11ac Indoor Access Point, BeamFlex, 2x2:2, 1-Port, NO PoE Injector. | 1 | 395 | 395
RK-WMA-901-R350-WW02 | ) | 901-R350-WW02 | RUCKUS - Ruckus R320, dual band 802.11ac Indoor Access Point, BeamFlex, 2x2:2, 1-Port, NO PoE Injector. | 1 | 495 | 495
RK-WMA-901-R730-WW00 | ) | 901-R730-WW00 | RUCKUS - Ruckus R730 dual-band 802.11abgn/ac/ax Wireless Access Point with Multi-Gigabit Ethernet backhaul | 1 | 1695 | 1695
RK-WMA-901-M510-D100 | ) | 901-M510-D100 | RUCKUS - M510, 802.11ac Dual band indoor AP, 2x2:2, BeamFlex+, LTE backhaul, Domain 1 (most of APAC & Europe) | 1 | 1095 | 1095
RK-WMA-901-H320-WW00 | ) | 901-H320-WW00 | RUCKUS - Ruckus H320 802.11ac Wave 2 dual-band concurrent 2.4 GHz (1x1:1) & 5 GHz (2x2:2), Wired/Wireless Wall Switch, MU-MIMO | 1 | 285 | 285
RK-WMA-901-R720-WW00 | ) | 901-R720-WW00 | RUCKUS - Ruckus R720 dual-band 802.11abgn/ac (802.11ac Wave 2) Wireless Access Point with Multi-Gigabit Ethernet backhaul | 1 | 1295 | 1295
RK-WMA-901-C110-EU01 | ) | 901-C110-EU01 | RUCKUS - Ruckus C110, 802.11ac Wave 2, 2x2:2, Dual Band Concurrent (2.4/5GHz) wall plate AP/CM, EuroDOCSIS, EU power supply | 1 | 595 | 595
RK-WMA-901-R610-WW00 | ) | 901-R610-WW00 | RUCKUS - Ruckus R610 dual-band 802.11abgn/ac (802.11ac Wave 2) Wireless Access Point, 3x3:3 streams, MU-MIMO, BeamFlex+ | 1 | 895 | 895
RK-WMA-901-H510-WW00 | ) | 901-H510-WW00 | RUCKUS - Ruckus 802.11ac Wave 2 dual-band concurrent 2.4 GHz & 5 GHz, Wired/Wireless Wall Switch, MU-MIMO | 1 | 395 | 395
RK-WMA-901-R510-WW00 | ) | 901-R510-WW00 | RUCKUS - Ruckus R510 dual-band 802.11abgn/ac (802.11ac Wave 2), Wireless Access Point, 2x2:2 streams, MU-MIMO, BeamFlex+ | 1 | 675 | 675
RK-WMA-901-R310-WW02 | ) | 901-R310-WW02 | RUCKUS - Ruckus R310, dual band 802.11ac Indoor Access Point, BeamFlex, 2x2:2, 1-Port, PoE | 1 | 395 | 395
RK-WMA-901-R710-WW00 | ) | 901-R710-WW00 | RUCKUS - Ruckus R710 dual-band 802.11abgn/ac (802.11ac Wave 2), Wireless Access Point, 4x4:4 streams, MU-MIMO | 1 | 1295 | 1295
RK-WMA-2449 | ) | 901-H510-WW00-B10 | RUCKUS - Bulk Pack (x10) Ruckus 802.11ac Wave 2 dual-band concurrent 2.4 GHz & 5 GHz, Wired/Wireless Wall Switch | 1 | 3950 | 3950
RK-WMA-1767 | ) | 901-H320-WW00-B10 | RUCKUS - Bulk Pack (x10) Ruckus H320 802.11ac | 1 | 2850 | 2850
RK-WMA-901-R750-WW00 | ) | 901-R750-WW00 | RUCKUS - Ruckus R750 dual-band 802.11abgn/ac/ax | 1 | 1395 | 1395
Outdoor Access Points
RK-WMA-901-E510-WW01 | ) | 901-E510-WW01 | RUCKUS - Ruckus E510, external antenna, modular outdoor access point | 1 | 1595 | 1595
RK-WMA-901-T310-WW20 | ) | 901-T310-WW20 | RUCKUS - Ruckus T310c, omni, outdoor access point, 802.11ac Wave 2 2x2:2 internal BeamFlex+, dual band concurrent. | 1 | 1095 | 1095
RK-WMA-901-T310-WW40 | ) | 901-T310-WW40 | RUCKUS - Ruckus T310d, omni, outdoor access point, 802.11ac Wave 2 2x2:2 internal BeamFlex+, dual band concurrent. | 1 | 1295 | 1295
RK-WMA-901-T310-WW51 | ) | 901-T310-WW51 | RUCKUS - Ruckus T310s, 120x30 deg, Outdoor 802.11ac Wave 2 2x2:2, 120 degree sector, dual band concurrent access point. | 1 | 1495 | 1495
RK-WMA-901-T310-WW61 | ) | 901-T310-WW61 | RUCKUS - T310n, 30x30 deg, Outdoor 802.11ac 2x2:2 Wave 2, narrow beam, dual band concurrent access point. | 1 | 1495 | 1495
RK-WMA-901-T710-WW01 | ) | 901-T710-WW01 | RUCKUS - Ruckus T710 802.11ac Wave 2 Outdoor Wireless Access Point, 4x4:4 Stream, MU-MIMO | 1 | 2995 | 2995
RK-WMA-901-T710-WW51 | ) | 901-T710-WW51 | RUCKUS - Ruckus T710s 802.11ac Wave 2 Outdoor Wireless Access Point | 1 | 2995 | 2995
RK-WMA-901-T610-WW01 | ) | 901-T610-WW01 | RUCKUS - Ruckus T610 802.11ac Wave 2 Outdoor Wireless Access Point, 4x4:4 Stream, MU-MIMO, Omnidirectional Beamflex+ coverage | 1 | 1995 | 1995
RK-WMA-901-T610-WW51 | ) | 901-T610-WW51 | RUCKUS - Ruckus T610s 802.11ac Wave 2 Outdoor Wireless Access Point, 4x4:4 Stream, MU-MIMO, 120 degree sector Beamflex+ coverage | 1 | 1995 | 1995
RK-WMA-901-P300-WW01 | ) | 901-P300-WW01 | RUCKUS - P300, single unit, outdoor 802.11ac 2X2:2 bridge, 5 GHz internal antenna | 1 | 1195 | 1195
RK-WMA-901-P300-WW02 | ) | 901-P300-WW02 | RUCKUS - P300, pre-provisioned pair, outdoor 802.11ac 2X2:2 bridge, 5 GHz internal antenna | 1 | 2390 | 2390
RK-WMA-901-T811-WW01 | ) | 901-T811-WW01 | RUCKUS - T811-CM 802.11ac Outdoor Wireless Access Point, 4x4:4 Stream, Omnidirectional Beamflex+ coverage | 1 | 5495 | 5495
ZoneDirector Controllers
RK-WMD-901-1205-EU00 | ) | 901-1205-EU00 | RUCKUS - ZoneDirector 1200, licensed for up to 5 Ruckus Access Points. | 1 | 1095 | 1095
SmartZone Controller
RK-WMD-P01-S104-EU00 | ) | P01-S104-EU00 | RUCKUS - SmartZone 100 with 4 GigE ports, 90-day temporary access to licenses. | 1 | 4995 | 4995
Data Plane appliance (SZ100-D) (Orderable with SZ 5.1 and above software releases)
RK-WMS-P01-D104-WW00 | ) | P01-D104-WW00 | RUCKUS - SmartZone Data Plane Appliance, with 4 GigE ports (1Gbps throughput) | 1 | 4995 | 4995
RK-WMS-P01-D124-WW00 | ) | P01-D124-WW00 | RUCKUS - SmartZone Data Plane Appliance, with 2x10GigE and 4 GigE ports (10Gbps throughput) | 1 | 9995 | 9995
Ruckus IoT Controller
RK-WMS-L09-INT1-WW00 | ) | L09-INT1-WW00 | RUCKUS - Ruckus IoT Controller 1.0 or newer software virtual appliance, 1 Instance, includes 1 AP license. | 1 | 995 | 995
License Upgrades applicable to all Ruckus IoT Controller Products
RK-WMS-L09-INT1-AP00 | ) | L09-INT1-AP00 | RUCKUS - AP management license for Ruckus IoT Controller, 1 Ruckus AP access point. | 1 | 60 | 60
Unleashed Multi-Site Manager (UMM)
RK-WMS-L09-UMM1-WW00 | ) | L09-UMM1-WW00 | RUCKUS - Unleashed Multi-Site Manager software - comes with ONE Unleashed AP management license | 1 | 995 | 995
RK-WMS-L09-0001-UMM0 | ) | L09-0001-UMM0 | RUCKUS - Unleashed Multi-Site Manager Single Unleashed AP management license SKU. Max orderable quantity is 9,999. | 1 | 75 | 75
Ruckus Cloud Subscriptions
RK-WMS-CLD-RKWF-1001 | ) | CLD-RKWF-1001 | RUCKUS - Ruckus Cloud Wi-Fi 1 year subscription for 1 AP | 1 | 95 | 95
RK-WMS-CLD-RKWF-3001 | ) | CLD-RKWF-3001 | RUCKUS - Ruckus Cloud Wi-Fi 3 year subscription for 1 AP | 1 | 190 | 190
RK-WMS-CLD-RKWF-5001 | ) | CLD-RKWF-5001 | RUCKUS - Ruckus Cloud Wi-Fi 5 year subscription for 1 AP | 1 | 285 | 285
RK-WMS-CLR-RKWF-1001 | ) | CLR-RKWF-1001 | RUCKUS - Ruckus Cloud Wi-Fi 1 year subscription renewal for 1 AP | 1 | 95 | 95
RK-WMS-CLR-RKWF-3001 | ) | CLR-RKWF-3001 | RUCKUS - Ruckus Cloud Wi-Fi 3 year subscription renewal for 1 AP | 1 | 190 | 190
RK-WMS-CLR-RKWF-5001 | ) | CLR-RKWF-5001 | RUCKUS - Ruckus Cloud Wi-Fi 5 year subscription renewal for 1 AP | 1 | 285 | 285
Ruckus Cloud Subscriptions for SLED only
RK-WMS-CLD-RWED-5001 | ) | CLD-RWED-5001 | RUCKUS - Ruckus Cloud Wi-Fi 5 year subscription for 1 AP, SLED pricing | 1 | 190 | 190
RK-WMS-CLR-RWED-5001 | ) | CLR-RWED-5001 | RUCKUS - Ruckus Cloud Wi-Fi 5 year subscription renewal for 1 AP, SLED pricing | 1 | 190 | 190
ZoneDirector License Upgrades
ZoneDirector 1000 & 1100 License Upgrades
RK-WMS-909-1112-ZD00 | ) | 909-1112-ZD00 | RUCKUS - ZoneDirector 1100 License Upgrade from supporting 6 to supporting 12 Ruckus Access Points | 1 | 800 | 800
RK-WMS-909-1125-ZD01 | ) | 909-1125-ZD01 | RUCKUS - ZoneDirector 1100 License Upgrade from supporting 6 to supporting 25 Ruckus Access Points | 1 | 2800 | 2800
RK-WMS-909-1150-ZD01 | ) | 909-1150-ZD01 | RUCKUS - ZoneDirector 1100 License Upgrade from supporting 6 to supporting 50 Ruckus Access Points | 1 | 5800 | 5800
RK-WMS-909-1125-ZD00 | ) | 909-1125-ZD00 | RUCKUS - ZoneDirector 1100 License Upgrade from supporting 12 to supporting 25 Ruckus Access Points | 1 | 2000 | 2000
RK-WMS-909-1150-ZD02 | ) | 909-1150-ZD02 | RUCKUS - ZoneDirector 1100 License Upgrade from supporting 12 to supporting 50 Ruckus Access Points | 1 | 5000 | 5000
RK-WMS-909-1150-ZD00 | ) | 909-1150-ZD00 | RUCKUS - ZoneDirector 1100 License Upgrade from supporting 25 to supporting 50 Ruckus Access Points | 1 | 3000 | 3000
ZoneDirector 1200 License Upgrades
RK-WMD-909-0001-ZD12 | ) | 909-0001-ZD12 | RUCKUS - ZoneDirector 1200 Single AP License Upgrade | 1 | 150 | 150
ZoneDirector 3000 License Upgrades
RK-WMS-909-3050-ZD00 | ) | 909-3050-ZD00 | RUCKUS - ZoneDirector 3000 License Upgrade from supporting 25 to supporting 50 Ruckus Access Points | 1 | 4000 | 4000
RK-WMS-909-0025-ZD00 | ) | 909-0025-ZD00 | RUCKUS - ZoneDirector 3000 License Upgrade supporting an additional 25 Ruckus Access Points | 1 | 3000 | 3000
RK-WMS-909-0050-ZD00 | ) | 909-0050-ZD00 | RUCKUS - ZoneDirector 3000 License Upgrade supporting an additional 50 Ruckus Access Points | 1 | 5000 | 5000
RK-WMS-909-0100-ZD00 | ) | 909-0100-ZD00 | RUCKUS - ZoneDirector 3000 License Upgrade supporting an additional 100 Ruckus Access Points | 1 | 10000 | 10000
RK-WMS-909-0150-ZD00 | ) | 909-0150-ZD00 | RUCKUS - ZoneDirector 3000 License Upgrade supporting an additional 150 Ruckus Access Points | 1 | 15000 | 15000
RK-WMS-909-0200-ZD00 | ) | 909-0200-ZD00 | RUCKUS - ZoneDirector 3000 License Upgrade supporting an additional 200 Ruckus Access Points | 1 | 20000 | 20000
RK-WMS-909-0250-ZD00 | ) | 909-0250-ZD00 | RUCKUS - ZoneDirector 3000 License Upgrade supporting an additional 250 Ruckus Access Points | 1 | 25000 | 25000
RK-WMS-909-0300-ZD00 | ) | 909-0300-ZD00 | RUCKUS - ZoneDirector 3000 License Upgrade supporting an additional 300 Ruckus Access Points | 1 | 30000 | 30000
RK-WMS-909-0350-ZD00 | ) | 909-0350-ZD00 | RUCKUS - ZoneDirector 3000 License Upgrade supporting an additional 350 Ruckus Access Points | 1 | 35000 | 35000
RK-WMS-909-0400-ZD00 | ) | 909-0400-ZD00 | RUCKUS - ZoneDirector 3000 License Upgrade supporting an additional 400 Ruckus Access Points | 1 | 40000 | 40000
RK-WMS-909-0450-ZD00 | ) | 909-0450-ZD00 | RUCKUS - ZoneDirector 3000 License Upgrade supporting an additional 450 Ruckus Access Points | 1 | 45000 | 45000
ZoneDirector 5000 License Upgrades
RK-WMS-909-0050-ZD50 | ) | 909-0050-ZD50 | RUCKUS - ZoneDirector 5000 License Upgrade supporting an additional 50 Ruckus Access Points | 1 | 5000 | 5000
RK-WMS-909-0100-ZD50 | ) | 909-0100-ZD50 | RUCKUS - ZoneDirector 5000 License Upgrade supporting an additional 100 Ruckus Access Points | 1 | 10000 | 10000
RK-WMS-909-0150-ZD50 | ) | 909-0150-ZD50 | RUCKUS - ZoneDirector 5000 License Upgrade supporting an additional 150 Ruckus Access Points | 1 | 15000 | 15000
RK-WMS-909-0200-ZD50 | ) | 909-0200-ZD50 | RUCKUS - ZoneDirector 5000 License Upgrade supporting an additional 200 Ruckus Access Points | 1 | 20000 | 20000
RK-WMS-909-0250-ZD50 | ) | 909-0250-ZD50 | RUCKUS - ZoneDirector 5000 License Upgrade supporting an additional 250 Ruckus Access Points | 1 | 25000 | 25000
RK-WMS-909-0300-ZD50 | ) | 909-0300-ZD50 | RUCKUS - ZoneDirector 5000 License Upgrade supporting an additional 300 Ruckus Access Points | 1 | 30000 | 30000
RK-WMS-909-0350-ZD50 | ) | 909-0350-ZD50 | RUCKUS - ZoneDirector 5000 License Upgrade supporting an additional 350 Ruckus Access Points | 1 | 35000 | 35000
RK-WMS-909-0400-ZD50 | ) | 909-0400-ZD50 | RUCKUS - ZoneDirector 5000 License Upgrade supporting an additional 400 Ruckus Access Points | 1 | 40000 | 40000
RK-WMS-909-0450-ZD50 | ) | 909-0450-ZD50 | RUCKUS - ZoneDirector 5000 License Upgrade supporting an additional 450 Ruckus Access Points | 1 | 45000 | 45000
RK-WMS-909-0500-ZD50 | ) | 909-0500-ZD50 | RUCKUS - ZoneDirector 5000 License Upgrade supporting an additional 500 Ruckus Access Points | 1 | 50000 | 50000
RK-WMS-909-0550-ZD50 | ) | 909-0550-ZD50 | RUCKUS - ZoneDirector 5000 License Upgrade supporting an additional 550 Ruckus Access Points | 1 | 55000 | 55000
RK-WMS-909-0600-ZD50 | ) | 909-0600-ZD50 | RUCKUS - ZoneDirector 5000 License Upgrade supporting an additional 600 Ruckus Access Points | 1 | 60000 | 60000
RK-WMS-909-0650-ZD50 | ) | 909-0650-ZD50 | RUCKUS - ZoneDirector 5000 License Upgrade supporting an additional 650 Ruckus Access Points | 1 | 65000 | 65000
RK-WMS-909-0700-ZD50 | ) | 909-0700-ZD50 | RUCKUS - ZoneDirector 5000 License Upgrade supporting an additional 700 Ruckus Access Points | 1 | 70000 | 70000
RK-WMS-909-0750-ZD50 | ) | 909-0750-ZD50 | RUCKUS - ZoneDirector 5000 License Upgrade supporting an additional 750 Ruckus Access Points | 1 | 75000 | 75000
RK-WMS-909-0800-ZD50 | ) | 909-0800-ZD50 | RUCKUS - ZoneDirector 5000 License Upgrade supporting an additional 800 Ruckus Access Points | 1 | 80000 | 80000
RK-WMS-909-0850-ZD50 | ) | 909-0850-ZD50 | RUCKUS - ZoneDirector 5000 License Upgrade supporting an additional 850 Ruckus Access Points | 1 | 85000 | 85000
RK-WMS-909-0900-ZD50 | ) | 909-0900-ZD50 | RUCKUS - ZoneDirector 5000 License Upgrade supporting an additional 900 Ruckus Access Points | 1 | 90000 | 90000
URL Filtering for Zone Director
RK-WMS-S01-URL1-1LZD | ) | S01-URL1-1LZD | RUCKUS - ZoneDirector 1205 URL Filtering 1 year subscription for 1 AP | 1 | 30 | 30
RK-WMS-S01-URL1-3LZD | ) | S01-URL1-3LZD | RUCKUS - ZoneDirector 1205 URL Filtering 3 year subscription for 1 AP | 1 | 60 | 60
RK-WMS-S01-URL1-5LZD | ) | S01-URL1-5LZD | RUCKUS - ZoneDirector 1205 URL Filtering 5 year subscription for 1 AP | 1 | 90 | 90
Ruckus controller management licenses
RK-WMS-L09-VRND-WW00 | ) | L09-VRND-WW00 | RUCKUS - Virtual Ruckus Network Director, 1 Instance (no device management licenses included) | 1 | 100 | 100
RK-WMS-L09-0001-ND00 | ) | L09-0001-ND00 | RUCKUS - Ruckus Device management license for virtual RND, 1 Ruckus Network Device | 1 | 40 | 40
RK-WMS-L09-0001-SGHA | ) | L09-0001-SGHA | RUCKUS - AP management license for High Availability. Supported products (Standby mode only): SZ-300, vSZ-H. 1x Ruckus AP | 1 | 30 | 30
Virtual SmartZone (vSZ)
RK-WMS-L09-VSCG-WW00 | ) | L09-VSCG-WW00 | RUCKUS - Virtual SmartZone 3.0 or newer software virtual appliance, 1 Instance, includes 1 AP license | 1 | 995 | 995
License Upgrades applicable to all Smart Zone Controller Products
RK-WMS-L09-0001-SG00 | ) | L09-0001-SG00 | RUCKUS - AP management license for SZ-100/vSZ 3.X/SCG200/SZ300, 1 Ruckus AP access point. | 1 | 100 | 100
RK-WMS-L09-0001-SGCX | ) | L09-0001-SGCX | RUCKUS - Switch management license for SZ-100/vSZ 5.X/SZ300, 1 Ruckus ICX switch. | 1 | 100 | 100
RK-WMS-L09-0001-RXGW | ) | L09-0001-RXGW | RUCKUS - Soft GRE tunnel license from AP to 3rd party concentrator for SZ-100, SCG200, SZ300 and vSZ 3.X, 1 tunnel capacity. | 1 | 10 | 10
RK-WMS-L09-0001-SPTN | ) | L09-0001-SPTN | RUCKUS - Split tunnel license per AP | 1 | 10 | 10
URL Filtering for SmartZone (orderable with SZ 3.6 and above releases) - support is included
RK-WMS-S01-URL1-1LSZ | ) | S01-URL1-1LSZ | RUCKUS - SmartZone URL Filtering 1 year subscription for 1 AP | 1 | 30 | 30
RK-WMS-S01-URL1-3LSZ | ) | S01-URL1-3LSZ | RUCKUS - SmartZone URL Filtering 3 year subscription for 1 AP | 1 | 60 | 60
RK-WMS-S01-URL1-5LSZ | ) | S01-URL1-5LSZ | RUCKUS - SmartZone URL Filtering 5 year subscription for 1 AP | 1 | 90 | 90
RK-WMS-S21-URL1-1LSZ | ) | S21-URL1-1LSZ | RUCKUS - SmartZone URL Filtering 1 year subscription renewal for 1 AP | 1 | 30 | 30
RK-WMS-S21-URL1-3LSZ | ) | S21-URL1-3LSZ | RUCKUS - SmartZone URL Filtering 3 year subscription renewal for 1 AP | 1 | 60 | 60
RK-WMS-S21-URL1-5LSZ | ) | S21-URL1-5LSZ | RUCKUS - SmartZone URL Filtering 5 year subscription renewal for 1 AP | 1 | 90 | 90
Virtual Data Plane (vSZ-D) (Orderable with SZ 3.2 and above software releases)
RK-WMS-L09-vSZD-WW00 | ) | L09-vSZD-WW00 | RUCKUS - Virtual Data Plane 3.2 or newer software virtual appliance, 1 instance (includes throughput upto 1 Gbps) | 1 | 995 | 995
RK-WMS-L09-vSZD-BW10 | ) | L09-vSZD-BW10 | RUCKUS - Virtual Data Plane Bandwidth Upgrade - 1 instance ADD ON (throughput upto 10 Gbps) | 1 | 9995 | 9995
RK-WMS-L09-vSZD-BWUL | ) | L09-vSZD-BWUL | RUCKUS - Virtual Data Plane Bandwidth Upgrade - 1 instance ADD ON (No throughput cap) | 1 | 24995 | 24995
External Data Plane (vSZ-D and SZ100-D) additional features (for vSZ-D: orderable with SZ 3.5 and above software releases; for SZ100-D: orderable with SZ 5.1 and above software releases)
RK-WMS-L09-vSZD-SVCM | ) | L09-vSZD-SVCM | RUCKUS - Virtual Data Plane – Services (CALEA Mirroring) – 1 instance ADD ON | 1 | 4995 | 4995
RK-WMS-L09-vSZD-SVL3 | ) | L09-vSZD-SVL3 | RUCKUS - Virtual Data Plane – Services (L3 Roaming) – ADD ON – Needs minimum 2 instances | 1 | 4995 | 4995
External Data Plane (vSZ-D and SZ100-D) additional features (for vSZ-D: orderable with SZ 3.5 and above software releases; for SZ100-D: orderable with SZ 5.1 and above software releases)
RK-WMS-L09-vSZD-SVFX | ) | L09-vSZD-SVFX | RUCKUS - Virtual Data Plane – Services – Flexi-VPN ADD-ON (Needs minimum 2 instances) | 1 | 4995 | 4995
External Data Plane (vSZ-D and SZ100-D) additional features (for vSZ-D: orderable with SZ 3.5 and above software releases; for SZ100-D: orderable with SZ 5.1 and above software releases)
RK-WMS-L09-vSZD-SNAT | ) | L09-vSZD-SNAT | RUCKUS - Virtual Data Plane – Services (NAT) – 100K Sessions - 1 instance ADD ON | 1 | 4995 | 4995
RK-WMS-L09-vSZD-SDHP | ) | L09-vSZD-SDHP | RUCKUS - Virtual Data Plane – Services (DHCP Server) – 1K IP Leases - 1 instance ADD ON | 1 | 1995 | 1995
Hosted Smart Positioning Technology (SPoT)
RK-WMS-CLD-LOEA-1001 | ) | CLD-LOEA-1001 | RUCKUS - SPoT Engine, API & Analytics for 1 year subscription, venue up to 10 clients / min | 1 | 95 | 95
RK-WMS-CLD-LOEA-3001 | ) | CLD-LOEA-3001 | RUCKUS - SPoT Engine, API & Analytics for 3 year subscription, venue up to 10 clients / min | 1 | 285 | 285
RK-WMS-CLD-LOEA-5001 | ) | CLD-LOEA-5001 | RUCKUS - SPoT Engine, API & Analytics for 5 year subscription, venue up to 10 clients / min | 1 | 475 | 475
RK-WMS-CLD-LPEA-1001 | ) | CLD-LPEA-1001 | RUCKUS - SPoT Presence Engine, API & Analytics for 1 year subscription, venue up to 10 clients / min | 1 | 45 | 45
RK-WMS-CLD-LPEA-3001 | ) | CLD-LPEA-3001 | RUCKUS - SPoT Presence Engine, API & Analytics for 3 year subscription, venue up to 10 clients / min | 1 | 135 | 135
RK-WMS-CLD-LPEA-5001 | ) | CLD-LPEA-5001 | RUCKUS - SPoT Presence Engine, API & Analytics for 5 year subscription, venue up to 10 clients / min | 1 | 225 | 225
RK-WMS-CLR-LOEA-1001 | ) | CLR-LOEA-1001 | RUCKUS - Renewal SPoT Engine, API & Analytics for 1 year subscription, venue up to 10 clients / min | 1 | 95 | 95
RK-WMS-CLR-LOEA-3001 | ) | CLR-LOEA-3001 | RUCKUS - Renewal SPoT Engine, API & Analytics for 3 year subscription, venue up to 10 clients / min | 1 | 285 | 285
RK-WMS-CLR-LOEA-5001 | ) | CLR-LOEA-5001 | RUCKUS - Renewal SPoT Engine, API & Analytics for 5 year subscription, venue up to 10 clients / min | 1 | 475 | 475
RK-WMS-CLR-LPEA-1001 | ) | CLR-LPEA-1001 | RUCKUS - Renewal SPoT Presence Engine, API & Analytics for 1 year subscription, venue up to 10 clients / min | 1 | 45 | 45
RK-WMS-CLR-LPEA-3001 | ) | CLR-LPEA-3001 | RUCKUS - Renewal SPoT Presence Engine, API & Analytics for 3 year subscription, venue up to 10 clients / min | 1 | 135 | 135
RK-WMS-CLR-LPEA-5001 | ) | CLR-LPEA-5001 | RUCKUS - Renewal SPoT Presence Engine, API & Analytics for 5 year subscription, venue up to 10 clients / min | 1 | 225 | 225
Virtual Smart Positioning Technology (vSPoT)
RK-WMS-L09-VSPT-WW00 | ) | L09-VSPT-WW00 | RUCKUS - Virtual Smart Positioning Technology (vSPoT) | 1 | 995 | 995
RK-WMS-L09-0001-VSPT | ) | L09-0001-VSPT | RUCKUS - Virtual Smart Positioning Technology (vSPoT) AP management license for one (1) AP, perpetual | 1 | 100 | 100
SmartCell Insight (SCI)
RK-WMS-L09-SCIP-WW00 | ) | L09-SCIP-WW00 | RUCKUS - Perpetual Right to Use SmartCell Insight 2.0 (SCI 2.0+) application. (Does not include any device Licenses) | 1 | 995 | 995
RK-WMS-L09-0001-SCIW | ) | L09-0001-SCIW | RUCKUS - License for SCI Analytics for 1 Device (AP/Switch), SCI2.0 or newer versions only. | 1 | 15 | 15
RK-WMS-909-SCIL-0000 | ) | 909-SCIL-0000 | RUCKUS - Perpetual license to manage 1 additional AP with SCI 1.x only. This will NOT work on SCI 2.0 systems. | 1 | 15 | 15
FlexMaster / Unleashed Multi-Site Manager Software
RK-WMS-901-0100-FME0 | ) | 901-0100-FME0 | RUCKUS - FlexMaster software to manage up to 100 AP's (software CD including user manual) | 1 | 2500 | 2500
RK-WMS-901-0250-FME0 | ) | 901-0250-FME0 | RUCKUS - FlexMaster software to manage up to 250 AP's (software CD including user manual) | 1 | 3500 | 3500
RK-WMS-901-0500-FME0 | ) | 901-0500-FME0 | RUCKUS - FlexMaster software to manage up to 500 AP's (software CD including user manual) | 1 | 7000 | 7000
RK-WMS-901-1000-FME0 | ) | 901-1000-FME0 | RUCKUS - FlexMaster software to manage up to 1000 AP's (software CD including user manual) | 1 | 13000 | 13000
RK-WMS-901-2500-FME0 | ) | 901-2500-FME0 | RUCKUS - FlexMaster software to manage up to 2500 AP's (software CD including user manual) | 1 | 30000 | 30000
RK-WMS-901-5000-FME0 | ) | 901-5000-FME0 | RUCKUS - FlexMaster software to manage up to 5000 AP's (software CD including user manual) | 1 | 50000 | 50000
RK-WMS-901-0000-FME1 | ) | 901-0000-FME1 | RUCKUS - FlexMaster software to manage up to 10000 AP's (software CD including user manual) | 1 | 85000 | 85000
RK-WMS-909-0100-FMEU | ) | 909-0100-FMEU | RUCKUS - FlexMaster/UMM license upgrade from supporting supporting up to 100 AP's | 1 | 1800 | 1800
RK-WMS-909-0250-FMEU | ) | 909-0250-FMEU | RUCKUS - FlexMaster/UMM license upgrade from supporting 100 to supporting up to 250 AP's | 1 | 2500 | 2500
RK-WMS-909-0500-FMEU | ) | 909-0500-FMEU | RUCKUS - FlexMaster/UMM license upgrade from supporting 250 to supporitng up to 500 AP's | 1 | 4000 | 4000
RK-WMS-909-1000-FMEU | ) | 909-1000-FMEU | RUCKUS - FlexMaster/UMM license upgrade from supporting 500 to supporting up up to 1000 AP's | 1 | 7000 | 7000
RK-WMS-909-2500-FMEU | ) | 909-2500-FMEU | RUCKUS - FlexMaster/UMM license upgrade from supporting 1000 to supporting up to 2500 AP's | 1 | 20000 | 20000
RK-WMS-909-5000-FMEU | ) | 909-5000-FMEU | RUCKUS - FlexMaster/UMM license upgrade from supporting 2500 to supporting up to 5000 AP's | 1 | 24000 | 24000
RK-WMS-909-0000-FME1 | ) | 909-0000-FME1 | RUCKUS - FlexMaster/UMM license upgrade from supporting 5000 to supporting up to 10000 AP's | 1 | 40000 | 40000
Ruckus Tools
RK-WMS-901-0100-0002 | ) | 901-0100-0002 | RUCKUS - Ruckus Planner new software with support for 11AC APs, powered by AirMagnet. | 1 | 495 | 495
RK-WMS-909-0100-0002 | ) | 909-0100-0002 | RUCKUS - Ruckus Planner upgrade SKU - to upgrade from the 901-0100-0001 s/w to 901-0100-0002. | 1 | 75 | 75
RK-WMS-903-0100-0002 | ) | 903-0100-0002 | RUCKUS - Not For Resale (NFR): Ruckus Planner new software supporting 11AC APs, powered by AirMagnet. | 1 | 195 | 195
Cloudpath On-Site
RK-WMS-L09-CLP0-0999 | ) | L09-CLP0-0999 | RUCKUS - Cloudpath perpetual per-user on-site license for enterprises, 100-999 total user count ; Does not include support | 1 | 35 | 35
RK-WMS-L09-CLP0-4999 | ) | L09-CLP0-4999 | RUCKUS - Cloudpath perpetual per-user on-site license for enterprises, 1000-4999 total user count ; Does not include support | 1 | 25 | 25
RK-WMS-L09-CLP0-9999 | ) | L09-CLP0-9999 | RUCKUS - Cloudpath perpetual per-user on-site license for enterprises, 5000-9999 total user count ; Does not include support | 1 | 17.5 | 17.5
RK-WMS-L09-CLP0-010K | ) | L09-CLP0-010K | RUCKUS - Cloudpath perpetual per-user on-site license for enterprises | 1 | 12.5 | 12.5
RK-WMS-LS9-vCLP-WW00 | ) | LS9-vCLP-WW00 | RUCKUS - Cloudpath base on-site server software as a virtual appliance, one (1) instance license. No user licenses included. | 1 | 995 | 995
RK-WMS-LS9-vCLP-WWSP | ) | LS9-vCLP-WWSP | RUCKUS - For Managed Service/Multi-tenant deployments only - Cloudpath base on-site MSP server software as a virtual appliance | 1 | 995 | 995
RK-WMS-LS9-CLP1-0999 | ) | LS9-CLP1-0999 | RUCKUS - One (1) year access to Cloudpath on-site software for 1 user | 1 | 14 | 14
RK-WMS-LS9-CLP1-4999 | ) | LS9-CLP1-4999 | RUCKUS - One (1) year access to Cloudpath on-site software for 1 user | 1 | 10 | 10
RK-WMS-LS9-CLP1-9999 | ) | LS9-CLP1-9999 | RUCKUS - One (1) year access to Cloudpath on-site software for 1 user | 1 | 7 | 7
RK-WMS-LS9-CLP1-010K | ) | LS9-CLP1-010K | RUCKUS - One (1) year access to Cloudpath on-site software for 1 user | 1 | 5 | 5
RK-WMS-LS9-CLP3-0999 | ) | LS9-CLP3-0999 | RUCKUS - Three (3) year access to Cloudpath on-site software for 1 user | 1 | 28 | 28
RK-WMS-LS9-CLP3-4999 | ) | LS9-CLP3-4999 | RUCKUS - Three (3) year access to Cloudpath on-site software for 1 user | 1 | 20 | 20
RK-WMS-LS9-CLP3-9999 | ) | LS9-CLP3-9999 | RUCKUS - Three (3) year access to Cloudpath on-site software for 1 user | 1 | 14 | 14
RK-WMS-LS9-CLP3-010K | ) | LS9-CLP3-010K | RUCKUS - Three (3) year access to Cloudpath on-site software for 1 user | 1 | 10 | 10
RK-WMS-LS9-CLP5-0999 | ) | LS9-CLP5-0999 | RUCKUS - Five (5) year access to Cloudpath on-site software for 1 user | 1 | 42 | 42
RK-WMS-LS9-CLP5-4999 | ) | LS9-CLP5-4999 | RUCKUS - Five (5) year access to Cloudpath on-site software for 1 user | 1 | 30 | 30
RK-WMS-LS9-CLP5-9999 | ) | LS9-CLP5-9999 | RUCKUS - Five (5) year access to Cloudpath on-site software for 1 user | 1 | 21 | 21
RK-WMS-LS9-CLP5-010K | ) | LS9-CLP5-010K | RUCKUS - Five (5) year access to Cloudpath on-site software for 1 user | 1 | 15 | 15
Cloudpath Cloud-Hosted
RK-WMS-CLD-CLP1-0999 | ) | CLD-CLP1-0999 | RUCKUS - One (1) year access to Cloudpath cloud-hosted software for 1 user | 1 | 16.1 | 16.1
RK-WMS-CLD-CLP1-4999 | ) | CLD-CLP1-4999 | RUCKUS - One (1) year access to Cloudpath cloud-hosted software for 1 user | 1 | 11.5 | 11.5
RK-WMS-CLD-CLP1-9999 | ) | CLD-CLP1-9999 | RUCKUS - One (1) year access to Cloudpath cloud-hosted software for 1 user | 1 | 8.1 | 8.1
RK-WMS-CLD-CLP1-010K | ) | CLD-CLP1-010K | RUCKUS - One (1) year access to Cloudpath cloud-hosted software for 1 user | 1 | 5.8 | 5.8
RK-WMS-CLD-CLP3-0999 | ) | CLD-CLP3-0999 | RUCKUS - Three (3) year access to Cloudpath cloud-hosted software for 1 user | 1 | 32.2 | 32.2
RK-WMS-CLD-CLP3-4999 | ) | CLD-CLP3-4999 | RUCKUS - Three (3) year access to Cloudpath cloud-hosted software for 1 user | 1 | 23 | 23
RK-WMS-CLD-CLP3-9999 | ) | CLD-CLP3-9999 | RUCKUS - Three (3) year access to Cloudpath cloud-hosted software for 1 user | 1 | 16.1 | 16.1
RK-WMS-CLD-CLP3-010K | ) | CLD-CLP3-010K | RUCKUS - Three (3) year access to Cloudpath cloud-hosted software for 1 user | 1 | 11.5 | 11.5
RK-WMS-CLD-CLP5-0999 | ) | CLD-CLP5-0999 | RUCKUS - Five (5) year access to Cloudpath cloud-hosted software for 1 user | 1 | 48.3 | 48.3
RK-WMS-CLD-CLP5-4999 | ) | CLD-CLP5-4999 | RUCKUS - Five (5) year access to Cloudpath cloud-hosted software for 1 user | 1 | 34.5 | 34.5
RK-WMS-CLD-CLP5-9999 | ) | CLD-CLP5-9999 | RUCKUS - Five (5) year access to Cloudpath cloud-hosted software for 1 user | 1 | 24.2 | 24.2
RK-WMS-CLD-CLP5-010K | ) | CLD-CLP5-010K | RUCKUS - Five (5) year access to Cloudpath cloud-hosted software for 1 user | 1 | 17.3 | 17.3
Cloudpath Renewals
RK-WMS-LSR-CLP1-0999 | ) | LSR-CLP1-0999 | RUCKUS - One (1) year renewal access to Cloudpath on-site software for 1 user | 1 | 14 | 14
RK-WMS-LSR-CLP1-4999 | ) | LSR-CLP1-4999 | RUCKUS - One (1) year renewal access to Cloudpath on-site software for 1 user | 1 | 10 | 10
RK-WMS-LSR-CLP1-9999 | ) | LSR-CLP1-9999 | RUCKUS - One (1) year renewal access to Cloudpath on-site software for 1 user | 1 | 7 | 7
RK-WMS-LSR-CLP1-010K | ) | LSR-CLP1-010K | RUCKUS - One (1) year renewal access to Cloudpath on-site software for 1 user | 1 | 5 | 5
RK-WMS-LSR-CLP3-0999 | ) | LSR-CLP3-0999 | RUCKUS - Three (3) year renewal access to Cloudpath on-site software for 1 user | 1 | 28 | 28
RK-WMS-LSR-CLP3-4999 | ) | LSR-CLP3-4999 | RUCKUS - Three (3) year renewal access to Cloudpath on-site software for 1 user | 1 | 20 | 20
RK-WMS-LSR-CLP3-9999 | ) | LSR-CLP3-9999 | RUCKUS - Three (3) year renewal access to Cloudpath on-site software for 1 user | 1 | 14 | 14
RK-WMS-LSR-CLP3-010K | ) | LSR-CLP3-010K | RUCKUS - Three (3) year renewal access to Cloudpath on-site software for 1 user | 1 | 10 | 10
RK-WMS-LSR-CLP5-0999 | ) | LSR-CLP5-0999 | RUCKUS - Five (5) year renewal access to Cloudpath on-site software for 1 user | 1 | 42 | 42
RK-WMS-LSR-CLP5-4999 | ) | LSR-CLP5-4999 | RUCKUS - Five (5) year renewal access to Cloudpath on-site software for 1 user | 1 | 30 | 30
RK-WMS-LSR-CLP5-9999 | ) | LSR-CLP5-9999 | RUCKUS - Five (5) year renewal access to Cloudpath on-site software for 1 user | 1 | 21 | 21
RK-WMS-LSR-CLP5-010K | ) | LSR-CLP5-010K | RUCKUS - Five (5) year renewal access to Cloudpath on-site software for 1 user | 1 | 15 | 15
RK-WMS-CLR-CLP1-0999 | ) | CLR-CLP1-0999 | RUCKUS - One (1) year renewal access to Cloudpath cloud-hosted software for 1 user | 1 | 16.1 | 16.1
RK-WMS-CLR-CLP1-4999 | ) | CLR-CLP1-4999 | RUCKUS - One (1) year renewal access to Cloudpath cloud-hosted software for 1 user | 1 | 11.5 | 11.5
RK-WMS-CLR-CLP1-9999 | ) | CLR-CLP1-9999 | RUCKUS - One (1) year renewal access to Cloudpath cloud-hosted software for 1 user | 1 | 8.1 | 8.1
RK-WMS-CLR-CLP1-010K | ) | CLR-CLP1-010K | RUCKUS - One (1) year renewal access to Cloudpath cloud-hosted software for 1 user | 1 | 5.8 | 5.8
RK-WMS-CLR-CLP3-0999 | ) | CLR-CLP3-0999 | RUCKUS - Three (3) year renewal access to Cloudpath cloud-hosted software for 1 user | 1 | 32.2 | 32.2
RK-WMS-CLR-CLP3-4999 | ) | CLR-CLP3-4999 | RUCKUS - Three (3) year renewal access to Cloudpath cloud-hosted software for 1 user | 1 | 23 | 23
RK-WMS-CLR-CLP3-9999 | ) | CLR-CLP3-9999 | RUCKUS - Three (3) year renewal access to Cloudpath cloud-hosted software for 1 user | 1 | 16.1 | 16.1
RK-WMS-CLR-CLP3-010K | ) | CLR-CLP3-010K | RUCKUS - Three (3) year renewal access to Cloudpath cloud-hosted software for 1 user | 1 | 11.5 | 11.5
RK-WMS-CLR-CLP5-0999 | ) | CLR-CLP5-0999 | RUCKUS - Five (5) year renewal access to Cloudpath cloud-hosted software for 1 user | 1 | 48.3 | 48.3
RK-WMS-CLR-CLP5-4999 | ) | CLR-CLP5-4999 | RUCKUS - Five (5) year renewal access to Cloudpath cloud-hosted software for 1 user | 1 | 34.5 | 34.5
RK-WMS-CLR-CLP5-9999 | ) | CLR-CLP5-9999 | RUCKUS - Five (5) year renewal access to Cloudpath cloud-hosted software for 1 user | 1 | 24.2 | 24.2
RK-WMS-CLR-CLP5-010K | ) | CLR-CLP5-010K | RUCKUS - Five (5) year renewal access to Cloudpath cloud-hosted software for 1 user | 1 | 17.3 | 17.3
Cloudpath White Glove Service
RK-WMS-801-CLP1-WG00 | ) | 801-CLP1-WG00 | RUCKUS - White glove service for ENT - remote deployment assistance, valid for 30 days from date of purchase | 1 | 5995 | 5995
Cloudpath Support (for perpetuals)
RK-WMS-801-CLP1-0999 | ) | 801-CLP1-0999 | RUCKUS - Cloudpath per-user support for perpetual on-site enterprise license, 1 year, 100-0999 total user count | 1 | 7 | 7
RK-WMS-801-CLP3-0999 | ) | 801-CLP3-0999 | RUCKUS - Cloudpath per-user support for perpetual on-site enterprise license, 3 year, 100-0999 total user count | 1 | 14 | 14
RK-WMS-801-CLP5-0999 | ) | 801-CLP5-0999 | RUCKUS - Cloudpath per-user support for perpetual on-site enterprise license, 5 year, 100-0999 total user count | 1 | 21 | 21
RK-WMS-801-CLP1-4999 | ) | 801-CLP1-4999 | RUCKUS - Cloudpath per-user support for perpetual on-site enterprise license, 1 year, 1000-4999 total user count | 1 | 5 | 5
RK-WMS-801-CLP3-4999 | ) | 801-CLP3-4999 | RUCKUS - Cloudpath per-user support for perpetual on-site enterprise license, 3 year, 1000-4999 total user count | 1 | 10 | 10
RK-WMS-801-CLP5-4999 | ) | 801-CLP5-4999 | RUCKUS - Cloudpath per-user support for perpetual on-site enterprise license, 5 year, 1000-4999 total user count | 1 | 15 | 15
RK-WMS-801-CLP1-9999 | ) | 801-CLP1-9999 | RUCKUS - Cloudpath per-user support for perpetual on-site enterprise license, 1 year, 5000-9999 total user count | 1 | 3.5 | 3.5
RK-WMS-801-CLP3-9999 | ) | 801-CLP3-9999 | RUCKUS - Cloudpath per-user support for perpetual on-site enterprise license, 3 year, 5000-9999 total user count | 1 | 7 | 7
RK-WMS-801-CLP5-9999 | ) | 801-CLP5-9999 | RUCKUS - Cloudpath per-user support for perpetual on-site enterprise license, 5 year, 5000-9999 total user count | 1 | 10.5 | 10.5
RK-WMS-801-CLP1-010K | ) | 801-CLP1-010K | RUCKUS - Cloudpath per-user support for perpetual on-site enterprise license, 1 year, 10K+ total user count | 1 | 2.5 | 2.5
RK-WMS-801-CLP3-010K | ) | 801-CLP3-010K | RUCKUS - Cloudpath per-user support for perpetual on-site enterprise license, 3 year, 10K+ total user count | 1 | 5 | 5
RK-WMS-801-CLP5-010K | ) | 801-CLP5-010K | RUCKUS - Cloudpath per-user support for perpetual on-site enterprise license, 5 year, 10K+ total user count | 1 | 7.5 | 7.5
Cloudpath Support Renewal (for perpetuals)
RK-WMS-821-CLP1-0999 | ) | 821-CLP1-0999 | RUCKUS - Cloudpath per-user support for perpetual on-site enterprise license, 1 year, 100-0999 total user count | 1 | 7 | 7
RK-WMS-821-CLP3-0999 | ) | 821-CLP3-0999 | RUCKUS - Cloudpath per-user support for perpetual on-site enterprise license, 3 year, 100-0999 total user count | 1 | 14 | 14
RK-WMS-821-CLP5-0999 | ) | 821-CLP5-0999 | RUCKUS - Cloudpath per-user support for perpetual on-site enterprise license, 5 year, 100-0999 total user count | 1 | 21 | 21
RK-WMS-821-CLP1-4999 | ) | 821-CLP1-4999 | RUCKUS - Cloudpath per-user support for perpetual on-site enterprise license, 1 year, 1000-4999 total user count | 1 | 5 | 5
RK-WMS-821-CLP3-4999 | ) | 821-CLP3-4999 | RUCKUS - Cloudpath per-user support for perpetual on-site enterprise license, 3 year, 1000-4999 total user count | 1 | 10 | 10
RK-WMS-821-CLP5-4999 | ) | 821-CLP5-4999 | RUCKUS - Cloudpath per-user support for perpetual on-site enterprise license, 5 year, 1000-4999 total user count | 1 | 15 | 15
RK-WMS-821-CLP1-9999 | ) | 821-CLP1-9999 | RUCKUS - Cloudpath per-user support for perpetual on-site enterprise license, 1 year, 5000-9999 total user count | 1 | 3.5 | 3.5
RK-WMS-821-CLP3-9999 | ) | 821-CLP3-9999 | RUCKUS - Cloudpath per-user support for perpetual on-site enterprise license, 3 year, 5000-9999 total user count | 1 | 7 | 7
RK-WMS-821-CLP5-9999 | ) | 821-CLP5-9999 | RUCKUS - Cloudpath per-user support for perpetual on-site enterprise license, 5 year, 5000-9999 total user count | 1 | 10.5 | 10.5
RK-WMS-821-CLP1-010K | ) | 821-CLP1-010K | RUCKUS - Cloudpath per-user support for perpetual on-site enterprise license, 1 year, 10K+ total user count | 1 | 2.5 | 2.5
RK-WMS-821-CLP3-010K | ) | 821-CLP3-010K | RUCKUS - Cloudpath per-user support for perpetual on-site enterprise license, 3 year, 10K+ total user count | 1 | 5 | 5
RK-WMS-821-CLP5-010K | ) | 821-CLP5-010K | RUCKUS - Cloudpath per-user support for perpetual on-site enterprise license, 5 year, 10K+ total user count | 1 | 7.5 | 7.5
SmartZone 300 (SZ300)
RK-WMD-P01-S300-WW10 | ) | P01-S300-WW10 | RUCKUS - SmartZone 300 (SZ 300) with redundant AC power, six (6) Fans, two (2) 10 Gbps data cards, and six (6) 1 GigE ports | 1 | 95000 | 95000
RK-WMD-P01-S300-WW00 | ) | P01-S300-WW00 | RUCKUS - SmartZone 300 (SZ 300) with redundant DC power, six (6) Fans, two (2) 10 Gbps data cards and six (6) 1 GigE ports | 1 | 95000 | 95000
Ruckus AP Controller & Management License - Add on licenses for managing Ruckus Access Points (APs) and for optional Ruckus AP-to-SCG traffic tunneling
RK-WMS-909-0100-SG00 | ) | 909-0100-SG00 | RUCKUS - SCG License supporting 100 Ruckus Access Points. | 1 | 10000 | 10000
RK-WMS-909-0500-SG00 | ) | 909-0500-SG00 | RUCKUS - SCG License supporting 500 Ruckus Access Points. | 1 | 50000 | 50000
RK-WMS-909-001K-SG00 | ) | 909-001K-SG00 | RUCKUS - SCG License supporting 1,000 Ruckus Access Points. | 1 | 100000 | 100000
RK-WMS-909-005K-SG00 | ) | 909-005K-SG00 | RUCKUS - SCG License supporting 5,000 Ruckus Access Points. | 1 | 500000 | 500000
RK-WMS-909-010K-SG00 | ) | 909-010K-SG00 | RUCKUS - SCG License supporting 10,000 Ruckus Access Points. | 1 | 1000000 | 1000000
Bundled Subscriber Management and Client Tunneling License - Add on optional licenses for SCG Gateway functionality
RK-WMS-909-0001-RMAP | ) | 909-0001-RMAP | RUCKUS - SCG MAP Gateway License. | 1 | 160000 | 160000
RK-WMS-909-010K-RWAG | ) | 909-010K-RWAG | RUCKUS - SCG 3rd Party APs License. | 1 | 15000 | 15000
RK-WMS-909-010K-RMNO | ) | 909-010K-RMNO | RUCKUS - SCG 3GPP Tunneling License. | 1 | 25000 | 25000
RK-WMS-909-0100-RXGW | ) | 909-0100-RXGW | RUCKUS - SCG Direct Tunnel license. | 1 | 1000 | 1000
RK-WMS-L09-1000-RWAG | ) | L09-1000-RWAG | RUCKUS - SCG 3rd Party APs License with Smart Licensing. | 1 | 1500 | 1500
RK-WMS-L09-1000-RMNO | ) | L09-1000-RMNO | RUCKUS - SCG 3GPP Tunneling License with smart Licensing. | 1 | 2500 | 2500
RK-WMS-L09-0001-RMAP | ) | L09-0001-RMAP | RUCKUS - SCG MAP Gateway License with Smart Licensing. | 1 | 160000 | 160000
SCG-200 and SZ-300 Hardware Spares & Accessories
RK-ACC-902-0174-AU00 | ) | 902-0174-AU00 | RUCKUS - IEC Power Cord (for ZD5000 & SCG200 AC Power Supply), AU Plug | 1 | 11 | 11
RK-ACC-902-0174-BR00 | ) | 902-0174-BR00 | RUCKUS - IEC Power Cord (for ZD5000 & SCG200 AC Power Supply), BR Plug | 1 | 11 | 11
RK-ACC-902-0174-CN00 | ) | 902-0174-CN00 | RUCKUS - IEC Power Cord (for ZD5000 & SCG200 AC Power Supply), CN Plug | 1 | 11 | 11
RK-ACC-902-0174-EU00 | ) | 902-0174-EU00 | RUCKUS - IEC Power Cord (for ZD5000 & SCG200 AC Power Supply), EU Plug | 1 | 11 | 11
RK-ACC-902-0174-IN00 | ) | 902-0174-IN00 | RUCKUS - IEC Power Cord (for ZD5000 & SCG200 AC Power Supply), IN Plug | 1 | 11 | 11
RK-ACC-902-0174-JP00 | ) | 902-0174-JP00 | RUCKUS - IEC Power Cord (for ZD5000 & SCG200 AC Power Supply), JP Plug | 1 | 11 | 11
RK-ACC-902-0174-KR00 | ) | 902-0174-KR00 | RUCKUS - IEC Power Cord (for ZD5000 & SCG200 AC Power Supply), KR Plug | 1 | 11 | 11
RK-ACC-902-0174-SA00 | ) | 902-0174-SA00 | RUCKUS - IEC Power Cord (for ZD5000 & SCG200 AC Power Supply), SA Plug | 1 | 11 | 11
RK-ACC-902-S310-AC00 | ) | 902-S310-AC00 | RUCKUS - KIT, SPARE, AC Power Supply, SZ 300” (use with 902-1174-XX00 power cord) | 1 | 1950 | 1950
RK-ACC-902-S301-DC00 | ) | 902-S301-DC00 | RUCKUS - KIT, SPARE, DC Power Supply, SZ 300 | 1 | 3450 | 3450
RK-ACC-902-S320-0000 | ) | 902-S320-0000 | RUCKUS - KIT, SPARE, FAN ASSY, SZ 300 (6 fans) | 1 | 800 | 800
RK-ACC-902-S330-0000 | ) | 902-S330-0000 | RUCKUS - KIT, SPARES, Slide Rail Rack Mount Kit, SmartZone 300 | 1 | 850 | 850
RK-ACC-902-S340-0000 | ) | 902-S340-0000 | RUCKUS - KIT, SPARE, Console Cable, (RJ45 to USB), SZ300 | 1 | 110 | 110
RK-ACC-902-S350-0000 | ) | 902-S350-0000 | RUCKUS - KIT, SPARE (FRU), Hard Disk Drive, SZ 300 | 1 | 3450 | 3450
RK-ACC-902-S351-0000 | ) | 902-S351-0000 | RUCKUS - KIT, SPARE (FRU), Solid State Disk 64GB, SZ 300 | 1 | 3950 | 3950
RK-ACC-902-0190-0001 | ) | 902-0190-0001 | RUCKUS - KIT, SPARES, Ethernet 1G/10G SFP+ SR Transceiver Module | 1 | 1495 | 1495
RK-ACC-902-1174-US00 | ) | 902-1174-US00 | RUCKUS - IEC Power Cord (for SZ 300 AC Power Supply), US Plug | 1 | 11 | 11
RK-ACC-902-1174-AU00 | ) | 902-1174-AU00 | RUCKUS - IEC Power Cord (for SZ 300 AC Power Supply), AU Plug | 1 | 11 | 11
RK-ACC-902-1174-BR00 | ) | 902-1174-BR00 | RUCKUS - IEC Power Cord (for SZ 300 AC Power Supply), BR Plug | 1 | 11 | 11
RK-ACC-902-1174-CN00 | ) | 902-1174-CN00 | RUCKUS - IEC Power Cord (for SZ 300 AC Power Supply), CN Plug | 1 | 11 | 11
RK-ACC-902-1174-EU00 | ) | 902-1174-EU00 | RUCKUS - IEC Power Cord (for SZ 300 AC Power Supply), EU Plug | 1 | 11 | 11
RK-ACC-902-1174-IN00 | ) | 902-1174-IN00 | RUCKUS - IEC Power Cord (for SZ 300 AC Power Supply), IN Plug | 1 | 11 | 11
RK-ACC-902-1174-JP00 | ) | 902-1174-JP00 | RUCKUS - IEC Power Cord (for SZ 300 AC Power Supply), JP Plug | 1 | 11 | 11
RK-ACC-902-1174-KR00 | ) | 902-1174-KR00 | RUCKUS - IEC Power Cord (for SZ 300 AC Power Supply), KR Plug | 1 | 11 | 11
RK-ACC-902-1174-SA00 | ) | 902-1174-SA00 | RUCKUS - IEC Power Cord (for SZ 300 AC Power Supply), SA Plug | 1 | 11 | 11
RK-ACC-902-1174-UK00 | ) | 902-1174-UK00 | RUCKUS - IEC Power Cord (for SZ 300 AC Power Supply), UK Plug | 1 | 11 | 11
RK-ACC-902-S302-DC00 | ) | 902-S302-DC00 | RUCKUS - KIT, Spare, DC Power Cable, SZ 300 | 1 | 500 | 500
Ruckus IoT Module
RK-ACC-902-I100-WW00 | ) | 902-I100-WW00 | RUCKUS - Ruckus IoT Module, Zigbee, BLE. | 1 | 150 | 150
Antennas
RK-ACC-911-2101-DP01 | ) | 911-2101-DP01 | RUCKUS - One high gain directional antenna, dual-polarized 21dBi gain and 10degrees 3dBm beam width | 1 | 299 | 299
RK-ACC-911-2401-DP01 | ) | 911-2401-DP01 | RUCKUS - One high gain directional antenna, dual-polarized 24.5dBi V gain/23.5dBi H gain and 7-9 degrees 3dBm beam width | 1 | 499 | 499
RK-ACC-911-1212-DP01 | ) | 911-1212-DP01 | RUCKUS - One 5GHz directional antenna, dual-polarized 12.5dBi gain and 120 degrees 3dBm beam width | 1 | 399 | 399
RK-ACC-911-0636-VP01 | ) | 911-0636-VP01 | RUCKUS - One 5GHz Omni-Directional antenna, vertically polarized, 5.5dBi, direct attached to N-Type female connector. | 1 | 99 | 99
RK-ACC-911-0536-HP01 | ) | 911-0536-HP01 | RUCKUS - One 5GHz Omni-Directional antenna, horizontally polarized, 5dBi, direct attached to N-Type female connector. | 1 | 149 | 149
RK-ACC-911-0636-VH01 | ) | 911-0636-VH01 | RUCKUS - Bundle of one 911-0636-VP01 and one 911-0536-HP01 | 1 | 248 | 248
RK-ACC-911-0505-DP01 | ) | 911-0505-DP01 | RUCKUS - AT-0505-DP01, Indoor Antenna for 7372-E, Panel, Dual-Band 2.4/5 GHz, 5dBi, 2x2, Dual-Polarity, RP-SMA | 1 | 365 | 365
RK-ACC-911-0303-VP02 | ) | 911-0303-VP02 | RUCKUS - AT-0303-VP01, Indoor Antenna for 7372-E, Elbow-Joint, Dual-Band 2.4/5 GHz, 2/3dBi, RP-SMA, Pair | 1 | 60 | 60
RK-ACC-902-2101-0000 | ) | 902-2101-0000 | RUCKUS - Antenna Module for E510 | 1 | 250 | 250
Fiber Accessories
Fiber Node is an accessory product for the 7782, 7782-S, 7782-N, 7782-E, 7762, 7762-AC, T300, T301 & P300 products. Fiber Nodes include a one year warranty.
RK-ACC-902-0202-0000 | ) | 902-0202-0000 | RUCKUS - EPON Optical Network Terminal, SFP Optic Module, 20km reach, single mode, SC/UPC | 1 | 899 | 899
RK-ACC-902-0203-0000 | ) | 902-0203-0000 | RUCKUS - 1000Base-LX, SFP (mini-GBIC) Optic Module, Single Mode, 10km reach, LC duplex, -40 to 85C. | 1 | 499 | 499
RK-ACC-P01-0300-0000 | ) | P01-0300-0000 | RUCKUS - Fiber Node, GPON/EPON/PoE, gray. | 1 | 695 | 695
RK-ACC-P01-0500-0000 | ) | P01-0500-0000 | RUCKUS - Fiber Backpack P01-0500-0000 adds GPON and Active Fiber backhaul support to H510. | 1 | 295 | 295
RK-ACC-902-0501-0000 | ) | 902-0501-0000 | RUCKUS - Fiber Backpack (P01-0500-0000) Accessory - Bulk pack x25 units per box | 1 | 255 | 255
RK-ACC-902-0502-0000 | ) | 902-0502-0000 | RUCKUS - Fiber Backpack (P01-0500-0000) Accessory - Bulk pack x25 units per box | 1 | 110 | 110
SFP Modules for SZ100
RK-ACC-902-0190-0000 | ) | 902-0190-0000 | RUCKUS - 10GBASE-SR SFP+ optical transceiver module for SmartZone 100 | 1 | 1495 | 1495
Power Adapters
RK-ACC-902-0173-EU00 | ) | 902-0173-EU00 | RUCKUS - Spares of EU Power Adapter for Ruckus 7372, 7352, 7321, R600, R500, R300, R310, R320, R510, 7441- quantity of 1 | 1 | 10 | 10
RK-ACC-902-1169-EU00 | ) | 902-1169-EU00 | RUCKUS - Spares of EU Power Adapter for Ruckus R700, R710, R610, M510, ZoneDirector 1200- quantity of 1 | 1 | 20 | 20
RK-ACC-902-0170-EU00 | ) | 902-0170-EU00 | RUCKUS - Spares of external 30W AC/DC EU power adapter for 7055, H500 & H510, quantity of 1 | 1 | 50 | 50
RK-ACC-902-1170-EU00 | ) | 902-1170-EU00 | RUCKUS - Spares of EU Power Adapter for Ruckus R720, R730 - quantity of 1 | 1 | 30 | 30
PoE Accessories
RK-ACC-902-0162-EU00 | ) | 902-0162-EU00 | RUCKUS - Spares of Power over Ethernet (PoE) Adapter (10/100/1000 Mbps) with EU power adapter | 1 | 60 | 60
RK-ACC-902-0180-EU00 | ) | 902-0180-EU00 | RUCKUS - Spares of Power over Ethernet (PoE) Injector (10/100/1000 Mbps) quantity of 1 unit | 1 | 100 | 100
Miscellaneous Spares
RK-ACC-902-0174-EU00 | ) | 902-0174-EU00 | RUCKUS - Spare of IEC Power Cord (for use with ZD5000 & SCG200 AC Power Supply), EU Plug | 1 | 11 | 11
RK-ACC-902-0182-0003 | ) | 902-0182-0003 | RUCKUS - Spare, Outdoor Mounting Bracket, Bare Metal, Any-Angle, P300, 7762-AC,7762, 7782-series, 7781-CM, T300, T301 Qty 1 | 1 | 75 | 75
RK-ACC-902-0183-0000 | ) | 902-0183-0000 | RUCKUS - Spare Data Connector for T710-series, T610-series, T300-series, 7782-series, 8800 | 1 | 15 | 15
RK-ACC-902-0185-0000 | ) | 902-0185-0000 | RUCKUS - Spare Weatherized AC Connector for T710-series, 7762-AC, 7782-series, and 8800; contains 4-pin AC connector | 1 | 50 | 50
RK-ACC-902-0101-0000 | ) | 902-0101-0000 | RUCKUS - Mounting Kit, Aerial Strand-Universal Kit for Fiber Node, ZF7781-CM, ZF7761-CM, ZF7762,ZF7762-AC | 1 | 599 | 599
RK-ACC-902-0100-0000 | ) | 902-0100-0000 | RUCKUS - Mounting bracket for R700 & 7982. Mounts to hard wall/ceiling, outlet box, pole, truss. | 1 | 50 | 50
RK-ACC-902-0108-0000 | ) | 902-0108-0000 | RUCKUS - Mounting Bracket for Ruckus 7352/7372, R600, R500, R510. Mounts to hard wall/ceiling, outlet box, pole, truss. | 1 | 50 | 50
RK-ACC-902-0118-0000 | ) | 902-0118-0000 | RUCKUS - Secure Mounting Bracket for Ruckus R300. Mounts to hard wall/ceiling, pole, truss. | 1 | 25 | 25
RK-ACC-902-0119-0000 | ) | 902-0119-0000 | RUCKUS - Surface Mount Bracket for Ruckus H500. Required when mounting H500 where no electrical outlet box is available. | 1 | 12 | 12
RK-ACC-902-0120-0000 | ) | 902-0120-0000 | RUCKUS - Secure Mounting Bracket for Ruckus R720, R710. Mounts to hard wall/ceiling, pole, and truss. | 1 | 25 | 25
RK-ACC-902-0123-0000 | ) | 902-0123-0000 | RUCKUS - Flush-frame acoustic ceiling bracket for Ruckus R710. | 1 | 10 | 10
RK-ACC-902-0126-0000 | ) | 902-0126-0000 | RUCKUS - Surface Mount Bracket for Ruckus H510. Required when mounting H510 where no electrical outlet box is available | 1 | 12 | 12
RK-ACC-902-0124-0000 | ) | 902-0124-0000 | RUCKUS - Accessory Offset Mounting Bracket for C110 AP | 1 | 25 | 25
RK-ACC-902-0125-0000 | ) | 902-0125-0000 | RUCKUS - Mounting Kit for Ruckus T610/T610s and spare for T710/T710s, T310 series, T300, T301 | 1 | 129 | 129
RK-ACC-902-0127-0000 | ) | 902-0127-0000 | RUCKUS - Extended cap to accommodate up to 6 cm long USB dongle | 1 | 30 | 30
RK-ACC-902-0195-0000 | ) | 902-0195-0000 | RUCKUS - T-bar ceiling mount kit for R720, R710, R610, R510, R310, R320, R700, R600, R500, M510 | 1 | 25 | 25
RK-ACC-902-1120-0000 | ) | 902-1120-0000 | RUCKUS - Surface Mount Bracket for Ruckus H320. Required when mounting H320 where no electrical outlet box is available | 1 | 12 | 12
RK-ACC-902-1121-0000 | ) | 902-1121-0000 | RUCKUS - Weatherizing Cable gland with option of one hole or 2 hole connection | 1 | 25 | 25
RK-ACC-902-2000-0000 | ) | 902-2000-0000 | RUCKUS - Antenna cables for E510. 60 cm length, RP-SMA connectors. | 1 | 250 | 250
RK-ACC-902-2001-0000 | ) | 902-2001-0000 | RUCKUS - Antenna cables for E510. 150 cm length, RP-SMA connectors. | 1 | 250 | 250
RK-ACC-902-2002-0000 | ) | 902-2002-0000 | RUCKUS - Antenna cables for E510. 300 cm length, RP-SMA connectors. | 1 | 250 | 250
RK-ACC-902-2004-0000 | ) | 902-2004-0000 | RUCKUS - Mounting Bracket for E510 AP Module. | 1 | 50 | 50
RK-ACC-902-2005-0000 | ) | 902-2005-0000 | RUCKUS - Mounting Bracket for E510 Antenna Module. Mounts to pole or flat surface. | 1 | 25 | 25
RK-ACC-902-2006-0000 | ) | 902-2006-0000 | RUCKUS - Mounting Bracket for E510 Antenna Module. Customized bracket for Stadium mounting. | 1 | 25 | 25
RK-ACC-902-1122-0000 | ) | 902-1122-0000 | RUCKUS - Accessory Flange Mounting Bracket for M510 | 1 | 25 | 25
RK-ACC-902-0132-0000 | ) | 902-0132-0000 | RUCKUS - Bulk pack (x25) of Wall Bracket Accessory for H510 | 1 | 250 | 250
RK-ACC-902-0133-0000 | ) | 902-0133-0000 | RUCKUS - Bulk pack (x25) of IoT Cover (Bracket) for H510 | 1 | 250 | 250
RK-ACC-902-0131-0000 | ) | 902-0131-0000 | RUCKUS - T811-CM Bracket Accessory for Pedestal deployments | 1 | 95 | 95
Watchdog support for SZ Data Plane appliance
RK-WMS-S01-D104-1000 | ) | S01-D104-1000 | RUCKUS - WatchDog End User Support SZ 104 Data Plane, 1 Yr | 1 | 999 | 999
RK-WMS-S01-D124-1000 | ) | S01-D124-1000 | RUCKUS - WatchDog End User Support SZ 124 Data Plane, 1 Yr | 1 | 1999 | 1999
Watchdog support for Ruckus IoT Controller
RK-WMS-S01-INT1-1L00 | ) | S01-INT1-1L00 | RUCKUS - WatchDog End User Support vRIoT module, 1 Yr | 1 | 199 | 199
RK-WMS-S01-IAP1-1L00 | ) | S01-IAP1-1L00 | RUCKUS - WatchDog End User Support, AP IOT IOT Mgt License, 1 Yr | 1 | 12 | 12
Watchdog support for Unleashed Multi-Site Manager
RK-WMS-S01-UMM1-1L00 | ) | S01-UMM1-1L00 | RUCKUS - WatchDog Support Unleashed Multisite Manager, 1 Yr | 1 | 199 | 199
RK-WMS-S01-0001-1LUM | ) | S01-0001-1LUM | RUCKUS - WatchDog Support Unleashed Multisite Manager AP License, 1 Yr | 1 | 12 | 12
Watchdog support for Unleashed Access Points
RK-WMS-806-RUNL-1U00 | ) | 806-RUNL-1U00 | RUCKUS - End User Base Support for Unleashed Access Points (up to 25), 1 Year | 1 | 124 | 124
RK-WMS-806-0001-1U00 | ) | 806-0001-1U00 | RUCKUS - End User Per-AP Support for each Unleashed AP from 26-50 | 1 | 20 | 20
WatchDog Support for ZoneDirector 1000, 1100, 1200 and License Upgrades
RK-WMS-801-1006-1L00 | ) | 801-1006-1L00 | RUCKUS - End User WatchDog Support for ZoneDirector License Upgrade from 1106 to 1112, 1 Year | 1 | 160 | 160
RK-WMS-801-1013-1L00 | ) | 801-1013-1L00 | RUCKUS - End User WatchDog Support for ZoneDirector License Upgrade from 1112 to 1125, 1 Year | 1 | 400 | 400
RK-WMS-801-1019-1L00 | ) | 801-1019-1L00 | RUCKUS - End User WatchDog Support for ZoneDirector License Upgrade from 1106 to 1125, 1 Year | 1 | 560 | 560
RK-WMS-801-1025-1L00 | ) | 801-1025-1L00 | RUCKUS - End User WatchDog Support for ZoneDirector License Upgrade from 1125 to 1150, 1 Year | 1 | 600 | 600
RK-WMS-801-1038-1L00 | ) | 801-1038-1L00 | RUCKUS - End User WatchDog Support for ZoneDirector License Upgrade from 1112 to 1150, 1 Year | 1 | 1000 | 1000
RK-WMS-801-1044-1L00 | ) | 801-1044-1L00 | RUCKUS - End User WatchDog Support for ZoneDirector License Upgrade from 1106 to 1150, 1 Year | 1 | 1160 | 1160
RK-WMS-801-1205-1000 | ) | 801-1205-1000 | RUCKUS - End User WatchDog Support for ZoneDirector 1205, 1 Year | 1 | 219 | 219
RK-WMS-801-1201-1L00 | ) | 801-1201-1L00 | RUCKUS - End User WatchDog Support for ZoneDirector ONE AP Upgrade, 1 Year | 1 | 30 | 30
WatchDog Support for ZoneDirector 3000 and License Upgrades
RK-WMS-801-3025-1000 | ) | 801-3025-1000 | RUCKUS - End User WatchDog Support for ZoneDirector 3025, 1 Year | 1 | 1200 | 1200
RK-WMS-801-3050-1000 | ) | 801-3050-1000 | RUCKUS - End User WatchDog Support for ZoneDirector 3050, 1 Year | 1 | 1800 | 1800
RK-WMS-801-3025-1L00 | ) | 801-3025-1L00 | RUCKUS - End User WatchDog Support for ZoneDirector 3000, 25 AP License Upgrade, 1 Year | 1 | 600 | 600
RK-WMS-801-3050-1L00 | ) | 801-3050-1L00 | RUCKUS - End User WatchDog Support for ZoneDirector 3000, 50 AP License Upgrade, 1 Year | 1 | 1000 | 1000
RK-WMS-801-3100-1L00 | ) | 801-3100-1L00 | RUCKUS - End User WatchDog Support for ZoneDirector 3000, 100 AP License Upgrade, 1 Year | 1 | 2000 | 2000
RK-WMS-801-3150-1L00 | ) | 801-3150-1L00 | RUCKUS - End User WatchDog Support for ZoneDirector 3000 150 AP License Upgrade, 1 Year | 1 | 3000 | 3000
RK-WMS-801-3200-1L00 | ) | 801-3200-1L00 | RUCKUS - End User WatchDog Support for ZoneDirector 3000 200 AP License Upgrade, 1 Year | 1 | 4000 | 4000
RK-WMS-801-3250-1L00 | ) | 801-3250-1L00 | RUCKUS - End User WatchDog Support for ZoneDirector 3000 250 AP License Upgrade, 1 Year | 1 | 5000 | 5000
RK-WMS-801-3300-1L00 | ) | 801-3300-1L00 | RUCKUS - End User WatchDog Support for ZoneDirector 3000 300 AP License Upgrade, 1 Year | 1 | 6000 | 6000
RK-WMS-801-3350-1L00 | ) | 801-3350-1L00 | RUCKUS - End User WatchDog Support for ZoneDirector 3000 350 AP License Upgrade, 1 Year | 1 | 7000 | 7000
RK-WMS-801-3400-1L00 | ) | 801-3400-1L00 | RUCKUS - End User WatchDog Support for ZoneDirector 3000 400 AP License Upgrade, 1 Year | 1 | 8000 | 8000
RK-WMS-801-3450-1L00 | ) | 801-3450-1L00 | RUCKUS - End User WatchDog Support for ZoneDirector 3000 450 AP License Upgrade, 1 Year | 1 | 9000 | 9000
WatchDog Support for ZoneDirector 5000 and License Upgrades
RK-WMS-801-5100-1000 | ) | 801-5100-1000 | RUCKUS - End User WatchDog Support for ZoneDirector 5000, 100 APs, 1 Year | 1 | 7000 | 7000
RK-WMS-801-5050-1L00 | ) | 801-5050-1L00 | RUCKUS - End User WatchDog Support for ZoneDirector 5000, 50 AP License Upgrade, 1 Year | 1 | 1000 | 1000
RK-WMS-801-5100-1L00 | ) | 801-5100-1L00 | RUCKUS - End User WatchDog Support for ZoneDirector 5000, 100 AP License Upgrade, 1 Year | 1 | 2000 | 2000
RK-WMS-801-5150-1L00 | ) | 801-5150-1L00 | RUCKUS - End User WatchDog Support for ZoneDirector 5000, 150 AP License Upgrade, 1 Year | 1 | 3000 | 3000
RK-WMS-801-5200-1L00 | ) | 801-5200-1L00 | RUCKUS - End User WatchDog Support for ZoneDirector 5000, 200 AP License Upgrade, 1 Year | 1 | 4000 | 4000
RK-WMS-801-5250-1L00 | ) | 801-5250-1L00 | RUCKUS - End User WatchDog Support for ZoneDirector 5000, 250 AP License Upgrade, 1 Year | 1 | 5000 | 5000
RK-WMS-801-5300-1L00 | ) | 801-5300-1L00 | RUCKUS - End User WatchDog Support for ZoneDirector 5000, 300 AP License Upgrade, 1 Year | 1 | 6000 | 6000
RK-WMS-801-5350-1L00 | ) | 801-5350-1L00 | RUCKUS - End User WatchDog Support for ZoneDirector 5000, 350 AP License Upgrade, 1 Year | 1 | 7000 | 7000
RK-WMS-801-5400-1L00 | ) | 801-5400-1L00 | RUCKUS - End User WatchDog Support for ZoneDirector 5000, 400 AP License Upgrade, 1 Year | 1 | 8000 | 8000
RK-WMS-801-5450-1L00 | ) | 801-5450-1L00 | RUCKUS - End User WatchDog Support for ZoneDirector 5000, 450 AP License Upgrade, 1 Year | 1 | 9000 | 9000
RK-WMS-801-5500-1L00 | ) | 801-5500-1L00 | RUCKUS - End User WatchDog Support for ZoneDirector 5000, 500 AP License Upgrade, 1 Year | 1 | 10000 | 10000
RK-WMS-801-5550-1L00 | ) | 801-5550-1L00 | RUCKUS - End User WatchDog Support for ZoneDirector 5000, 550 AP License Upgrade, 1 Year | 1 | 11000 | 11000
RK-WMS-801-5600-1L00 | ) | 801-5600-1L00 | RUCKUS - End User WatchDog Support for ZoneDirector 5000, 600 AP License Upgrade, 1 Year | 1 | 12000 | 12000
RK-WMS-801-5650-1L00 | ) | 801-5650-1L00 | RUCKUS - End User WatchDog Support for ZoneDirector 5000, 650 AP License Upgrade, 1 Year | 1 | 13000 | 13000
RK-WMS-801-5700-1L00 | ) | 801-5700-1L00 | RUCKUS - End User WatchDog Support for ZoneDirector 5000, 700 AP License Upgrade, 1 Year | 1 | 14000 | 14000
RK-WMS-801-5750-1L00 | ) | 801-5750-1L00 | RUCKUS - End User WatchDog Support for ZoneDirector 5000, 750 AP License Upgrade, 1 Year | 1 | 15000 | 15000
RK-WMS-801-5800-1L00 | ) | 801-5800-1L00 | RUCKUS - End User WatchDog Support for ZoneDirector 5000, 800 AP License Upgrade, 1 Year | 1 | 16000 | 16000
RK-WMS-801-5850-1L00 | ) | 801-5850-1L00 | RUCKUS - End User WatchDog Support for ZoneDirector 5000, 850 AP License Upgrade, 1 Year | 1 | 17000 | 17000
RK-WMS-801-5900-1L00 | ) | 801-5900-1L00 | RUCKUS - End User WatchDog Support for ZoneDirector 5000, 900 AP License Upgrade, 1 Year | 1 | 18000 | 18000
WatchDog Support for Virtual SmartZone
RK-WMS-S01-VSCG-1L00 | ) | S01-VSCG-1L00 | RUCKUS - End User WatchDog Support - vSZ-RTU, 1 YR | 1 | 199 | 199
WatchDog Support for Virtual SmartZone and SmartZone License Upgrades
RK-WMS-S01-0001-1LSG | ) | S01-0001-1LSG | RUCKUS - End User WatchDog Support Per SZ/vSZ AP, 1 YR | 1 | 20 | 20
RK-WMS-S01-0001-1LHA | ) | S01-0001-1LHA | RUCKUS - WatchDog Support SZ High Avail AP License, 1 Yr | 1 | 6 | 6
WatchDog Support for SmartZone 100
RK-WMS-S01-S104-1000 | ) | S01-S104-1000 | RUCKUS - End User WatchDog Support for SmartZone 100 with 4 GigE ports, 1 Year | 1 | 999 | 999
RK-WMS-S01-S124-1000 | ) | S01-S124-1000 | RUCKUS - End User WatchDog Support for SmartZone 100 with 2x10GigE and 4 GigE ports, 1 Year | 1 | 1999 | 1999
WatchDog Support for Virtual Data Plane (Orderable with SZ 3.2 and above software releases)
RK-WMS-S01-VSZD-1L00 | ) | S01-VSZD-1L00 | RUCKUS - End User WatchDog Support - vSZD-RTU, 1 Gbps Throughput 1 YR | 1 | 199 | 199
RK-WMS-S01-VSZD-1LBW | ) | S01-VSZD-1LBW | RUCKUS - End User WatchDog Support - vSZD-RTU, 10 Gbps throughput 1 YR | 1 | 1999 | 1999
RK-WMS-S01-VSZD-1LUL | ) | S01-VSZD-1LUL | RUCKUS - End User WatchDog Support - vSZD-RTU, no throughput cap, 1 YR | 1 | 3999 | 3999
WatchDog Support for Virtual Data Plane additional features (Orderable with SZ 3.5 and above software releases)
RK-WMS-S01-VSZD-1LCM | ) | S01-VSZD-1LCM | RUCKUS - End User Support VSZD CALEA Mirroring 1 Yr | 1 | 999 | 999
RK-WMS-S01-VSZD-1LL3 | ) | S01-VSZD-1LL3 | RUCKUS - End User Support VSZD L3 Roaming 1 Yr | 1 | 999 | 999
WatchDog Support for Virtual Data Plane additional features (Orderable with SZ 3.5.1 and above software releases)
RK-WMS-S01-FXVP-1L00 | ) | S01-FXVP-1L00 | RUCKUS - WatchDog Support Flexi VPN, 1 Yr | 1 | 999 | 999
WatchDog Support for Virtual Data Plane additional features (Orderable with SZ 5.0 and above software releases)
RK-WMS-S01-VSZD-1LNA | ) | S01-VSZD-1LNA | RUCKUS - End User WatchDog Support NAT Service 1 Y | 1 | 999 | 999
RK-WMS-S01-VSZD-1LDH | ) | S01-VSZD-1LDH | RUCKUS - End User WatchDog Support DHCP Server 1 Y | 1 | 399 | 399
WatchDog Support for GRE to GW Tunnel Licenses (L09-0001-RXGW)
RK-WMS-S01-0001-1LRX | ) | S01-0001-1LRX | RUCKUS - End User WatchDog Support, GRE to GW Tunnel, 1 Y | 1 | 2 | 2
Redundant ZoneDirector Controller Support
RK-WMS-803-1200-1RDY | ) | 803-1200-1RDY | RUCKUS - Watchdog ZD1200 Redundant Controller support, 1 year. | 1 | 110 | 110
RK-WMS-803-3000-1RDY | ) | 803-3000-1RDY | RUCKUS - WatchDog ZD3000 series Redundant Controller Support, 1 Year. | 1 | 600 | 600
RK-WMS-803-5000-1RDY | ) | 803-5000-1RDY | RUCKUS - WatchDog ZD5000 series Redundant Controller Support, 1 Year. | 1 | 3500 | 3500
Standalone AP Support -- only applies to APs that are not connected to a controller. For APs connected to controllers, if Advance Replacement is desired use 803/823 SKU
Indoor Access Points -- not connected to controller
RK-WMS-806-R320-1000 | ) | 806-R320-1000 | RUCKUS - WatchDog End User Support, Standalone R320, 1 Yr | 1 | 56 | 56
RK-WMS-806-R730-1000 | ) | 806-R730-1000 | RUCKUS - WatchDog End User Support, Standalone R730, 1 Yr | 1 | 252 | 252
RK-WMS-806-M510-1000 | ) | 806-M510-1000 | RUCKUS - WatchDog End User Support, Standalone M510, 1 Yr | 1 | 154 | 154
RK-WMS-806-H320-1000 | ) | 806-H320-1000 | RUCKUS - End User WatchDog Support, Standalone H320, 1 Yr | 1 | 40 | 40
RK-WMS-806-R720-1000 | ) | 806-R720-1000 | RUCKUS - End User Support for Ruckus R720, 1 Year | 1 | 182 | 182
RK-WMS-806-C110-1000 | ) | 806-C110-1000 | RUCKUS - End-User Support for C110 1Year | 1 | 84 | 84
RK-WMS-806-R610-1000 | ) | 806-R610-1000 | RUCKUS - End User Support for Ruckus R610, 1 Year | 1 | 126 | 126
RK-WMS-806-H510-1000 | ) | 806-H510-1000 | RUCKUS - End User Support for Ruckus H510, 1 Year | 1 | 56 | 56
RK-WMS-806-R510-1000 | ) | 806-R510-1000 | RUCKUS - End User Support for Ruckus R510, 1 Year | 1 | 95 | 95
RK-WMS-806-R310-1000 | ) | 806-R310-1000 | RUCKUS - End User Support for Ruckus R310, 1 Year | 1 | 70 | 70
RK-WMS-806-R710-1000 | ) | 806-R710-1000 | RUCKUS - End User Support for Ruckus R710, 1 Year | 1 | 182 | 182
RK-WMS-448 | ) | 806-H510-1000-B10 | RUCKUS - End User Support for Bulkpack (x10) Ruckus H510, 1 Year | 1 | 560 | 560
RK-WMS-320 | ) | 806-H320-1000-B10 | RUCKUS - End User WatchDog Support for Bulkpack (x10), Standalone H320, 1 Yr | 1 | 400 | 400
RK-WMS-806-R750-1000 | ) | 806-R750-1000 | RUCKUS - WatchDog End User Support, Standalone R750, 1 Yr | 1 | 196 | 196
RK-WMS-806-7321-1000 | ) | 806-7321-1000 | RUCKUS - End User Support for Ruckus 7321, 1 Year | 1 | 48.86 | 48.86
RK-WMS-806-R300-1000 | ) | 806-R300-1000 | RUCKUS - End User Support for Ruckus R300, 1 Year | 1 | 55.3 | 55.3
RK-WMS-806-R500-1000 | ) | 806-R500-1000 | RUCKUS - End User Support for Ruckus R500, 1 Year | 1 | 91 | 91
RK-WMS-806-R600-1000 | ) | 806-R600-1000 | RUCKUS - End User Support for Ruckus R600, 1 Year | 1 | 112 | 112
RK-WMS-806-R700-1000 | ) | 806-R700-1000 | RUCKUS - End User Support for Ruckus R700, 1 Year | 1 | 140 | 140
RK-WMS-806-H500-1000 | ) | 806-H500-1000 | RUCKUS - End User Support for Ruckus H500, 1 Year | 1 | 52 | 52
RK-WMS-806-7441-1000 | ) | 806-7441-1000 | RUCKUS - End User Support for Ruckus 7441, 1 Year | 1 | 97.86 | 97.86
Outdoor Access Points -- not connected to controller
RK-WMS-806-E510-1000 | ) | 806-E510-1000 | RUCKUS - WatchDog End User Support, Standalone E510, 1 Yr | 1 | 224 | 224
RK-WMS-806-T300-1000 | ) | 806-T300-1000 | RUCKUS - End User Support for Ruckus T300 & T300e, 1 Year | 1 | 182 | 182
RK-WMS-806-T301-1000 | ) | 806-T301-1000 | RUCKUS - End User Support for Ruckus T301n & T301s, 1 Year | 1 | 210 | 210
RK-WMS-806-T31C-1000 | ) | 806-T31C-1000 | RUCKUS - WatchDog End User Support, Standalone T310C, 1 Yr | 1 | 154 | 154
RK-WMS-806-T31D-1000 | ) | 806-T31D-1000 | RUCKUS - WatchDog End User Support, Standalone T310D, 1 Yr | 1 | 182 | 182
RK-WMS-806-T31S-1000 | ) | 806-T31S-1000 | RUCKUS - WatchDog End User Support, Standalone T310S, 1 Yr | 1 | 210 | 210
RK-WMS-806-T31N-1000 | ) | 806-T31N-1000 | RUCKUS - WatchDog End User Support, Standalone T310N, 1 Yr | 1 | 210 | 210
RK-WMS-806-T610-1000 | ) | 806-T610-1000 | RUCKUS - End User Support for Ruckus T610, 1 year | 1 | 280 | 280
RK-WMS-806-T710-1000 | ) | 806-T710-1000 | RUCKUS - End User Support for Ruckus T710 & T710-S, 1 year | 1 | 420 | 420
RK-WMS-806-7762-1000 | ) | 806-7762-1000 | RUCKUS - End User Support for Ruckus 7762, 7762-S, 7762-T, 1 Year | 1 | 279.86 | 279.86
RK-WMS-806-7762-1100 | ) | 806-7762-1100 | RUCKUS - End User Support for Ruckus 7762-AC,7762-S-AC, 1 Year | 1 | 349.86 | 349.86
RK-WMS-806-P300-1100 | ) | 806-P300-1100 | RUCKUS - End User Support for Ruckus P300 (pair), 1 Year | 1 | 336 | 336
RK-WMS-806-P300-1000 | ) | 806-P300-1000 | RUCKUS - End User Support for Ruckus P300 (single), 1 Year | 1 | 168 | 168
WatchDog Advanced Hardware Replacement
RK-WMS-803-R320-1000 | ) | 803-R320-1000 | RUCKUS - Advance Replacement, R320, 1 Yr | 1 | 24 | 24
RK-WMS-803-RU32-1000 | ) | 803-RU32-1000 | RUCKUS - Advance Replacement, Unleashed R320, 1 Yr | 1 | 24 | 24
RK-WMS-803-R730-1000 | ) | 803-R730-1000 | RUCKUS - WatchDog Advance Replacement R730, 1 Yr | 1 | 108 | 108
RK-WMS-803-I100-1000 | ) | 803-I100-1000 | RUCKUS - WatchDog Advance Replacement I100 IoT Dongle, 1 Yr | 1 | 9 | 9
RK-WMS-803-M510-1000 | ) | 803-M510-1000 | RUCKUS - Advance Replacement M510, 1 Yr | 1 | 66 | 66
RK-WMS-803-MMU51-1000 | ) | 803-MMU51-1000 | RUCKUS - Advance Replacement, Unleashed M510, 1 Yr | 1 | 66 | 66
RK-WMS-803-EU51-1000 | ) | 803-EU51-1000 | RUCKUS - WatchDog Advance Replacement, Unleashed E510, 1 Yr | 1 | 78 | 78
RK-WMS-803-CU11-1000 | ) | 803-CU11-1000 | RUCKUS - WatchDog Advance Replacement, Unleashed C110, 1 Yr | 1 | 36 | 36
RK-WMS-803-TU3C-1020 | ) | 803-TU3C-1020 | RUCKUS - WatchDog Advance Replacement, Unleashed T310c, 1 Yr | 1 | 66 | 66
RK-WMS-803-TU3D-1040 | ) | 803-TU3D-1040 | RUCKUS - WatchDog Advance Replacement, Unleashed T310d, 1 Yr | 1 | 78 | 78
RK-WMS-803-TU3S-1051 | ) | 803-TU3S-1051 | RUCKUS - WatchDog Advance Replacement, Unleashed T310s, 1 Yr | 1 | 90 | 90
RK-WMS-803-TU3N-1061 | ) | 803-TU3N-1061 | RUCKUS - WatchDog Advance Replacement, Unleashed T310n, 1 Yr | 1 | 90 | 90
RK-WMS-803-E510-1000 | ) | 803-E510-1000 | RUCKUS - WatchDog Advance Replacement, E510, 1 Yr | 1 | 96 | 96
RK-WMS-803-T31C-1000 | ) | 803-T31C-1000 | RUCKUS - WatchDog Advance Replacement, T310C, 1 Yr | 1 | 66 | 66
RK-WMS-803-T31D-1000 | ) | 803-T31D-1000 | RUCKUS - WatchDog Advance Replacement, T310D, 1 Yr | 1 | 78 | 78
RK-WMS-803-T31S-1000 | ) | 803-T31S-1000 | RUCKUS - WatchDog Advance Replacement, T310S, 1 Yr | 1 | 90 | 90
RK-WMS-803-T31N-1000 | ) | 803-T31N-1000 | RUCKUS - WatchDog Advance Replacement, T310N, 1 Yr | 1 | 90 | 90
RK-WMS-803-RU72-1000 | ) | 803-RU72-1000 | RUCKUS - WatchDog Advance Replacement, Unleashed R720, 1 Yr | 1 | 78 | 78
RK-WMS-803-HU32-1000 | ) | 803-HU32-1000 | RUCKUS - WatchDog Advance Replacement, Unleashed H320, 1 Yr | 1 | 18 | 18
RK-WMS-803-TU61-1000 | ) | 803-TU61-1000 | RUCKUS - WatchDog Advance Replacement, Unleashed T610, 1 Yr | 1 | 120 | 120
RK-WMS-803-TU61-1051 | ) | 803-TU61-1051 | RUCKUS - WatchDog Advance Replacement, Unleashed T610-xx51, 1 Yr | 1 | 120 | 120
RK-WMS-803-H320-1000 | ) | 803-H320-1000 | RUCKUS - WatchDog Advance Replacement, H320, 1 Yr | 1 | 18 | 18
RK-WMS-803-RU61-1000 | ) | 803-RU61-1000 | RUCKUS - Advance Replacement, Unleashed R610, 1 Yr | 1 | 54 | 54
RK-WMS-803-R720-1000 | ) | 803-R720-1000 | RUCKUS - WatchDog Advanced Hardware Replacement for Ruckus R720, 1 year | 1 | 78 | 78
RK-WMS-803-RU51-1000 | ) | 803-RU51-1000 | RUCKUS - Advance HW Replacement for Unleashed R510, 1 Year | 1 | 41 | 41
RK-WMS-803-HU51-1000 | ) | 803-HU51-1000 | RUCKUS - Advance HW Replacement for Unleashed H510, 1 Year | 1 | 24 | 24
RK-WMS-803-T610-1000 | ) | 803-T610-1000 | RUCKUS - WatchDog Advanced Hardware Replacement for T610, 1 year | 1 | 120 | 120
RK-WMS-803-C110-1000 | ) | 803-C110-1000 | RUCKUS - Advanced Hardware Replacement for C110 | 1 | 36 | 36
RK-WMS-803-R610-1000 | ) | 803-R610-1000 | RUCKUS - WatchDog Advanced Hardware Replacement for Ruckus R610, 1 year | 1 | 54 | 54
RK-WMS-803-RU71-1000 | ) | 803-RU71-1000 | RUCKUS - Advance HW Replacement for 9U1-R710, 1 Yr | 1 | 78 | 78
RK-WMS-803-TU71-1000 | ) | 803-TU71-1000 | RUCKUS - Advance HW Replacement for 9U1-T710, 1 Yr | 1 | 180 | 180
RK-WMS-803-H510-1000 | ) | 803-H510-1000 | RUCKUS - WatchDog Advanced Hardware Replacement for Ruckus H510, 1 year | 1 | 24 | 24
RK-WMS-803-R510-1000 | ) | 803-R510-1000 | RUCKUS - WatchDog Advanced Hardware Replacement for Ruckus R510, 1 year | 1 | 41 | 41
RK-WMS-803-T710-1000 | ) | 803-T710-1000 | RUCKUS - WatchDog Advanced Hardware Replacement for T710 & T710-S, 1 year | 1 | 180 | 180
RK-WMS-803-RU31-1000 | ) | 803-RU31-1000 | RUCKUS - Advance HW Replacement for Unleashed R310 | 1 | 30 | 30
RK-WMS-803-R310-1000 | ) | 803-R310-1000 | RUCKUS - WatchDog Advanced Hardware Replacement for Ruckus R310, 1 year | 1 | 30 | 30
RK-WMS-803-7321-1000 | ) | 803-7321-1000 | RUCKUS - WatchDog Advanced Hardware Replacement for Ruckus 7321, 1 year | 1 | 20.94 | 20.94
RK-WMS-803-R300-1000 | ) | 803-R300-1000 | RUCKUS - WatchDog Advanced Hardware Replacement for Ruckus R300, 1 year | 1 | 23.7 | 23.7
RK-WMS-803-R700-1000 | ) | 803-R700-1000 | RUCKUS - WatchDog Advanced Hardware Replacement for Ruckus R700, 1 year | 1 | 60 | 60
RK-WMS-803-TU30-1000 | ) | 803-TU30-1000 | RUCKUS - Adv HW Repl for Unleashed T300-xx01 | 1 | 78 | 78
RK-WMS-803-TU30-1081 | ) | 803-TU30-1081 | RUCKUS - Adv HW Repl for Unleashed T300-xx81 | 1 | 84 | 84
RK-WMS-803-TU31-1000 | ) | 803-TU31-1000 | RUCKUS - Advance HW Replacement for Unleashed T301 Access Points | 1 | 90 | 90
RK-WMS-803-RU50-1000 | ) | 803-RU50-1000 | RUCKUS - Advance HW Replacement for Unleashed R500 | 1 | 39 | 39
RK-WMS-803-RU60-1000 | ) | 803-RU60-1000 | RUCKUS - Advance HW Replacement for Unleashed R600 Access Points | 1 | 48 | 48
RK-WMS-803-R500-1000 | ) | 803-R500-1000 | RUCKUS - WatchDog Advanced Hardware Replacement for Ruckus R500, 1 year | 1 | 39 | 39
RK-WMS-803-R600-1000 | ) | 803-R600-1000 | RUCKUS - WatchDog Advanced Hardware Replacement for Ruckus R600, 1 year | 1 | 48 | 48
RK-WMS-803-T300-1000 | ) | 803-T300-1000 | RUCKUS - WatchDog Advanced Hardware Replacement for Ruckus T300 & T300e, 1 year | 1 | 78 | 78
RK-WMS-803-T301-1000 | ) | 803-T301-1000 | RUCKUS - WatchDog Advanced Hardware Replacement for Ruckus T301n & T301s, 1 year | 1 | 90 | 90
RK-WMS-803-R710-1000 | ) | 803-R710-1000 | RUCKUS - WatchDog Advanced Hardware Replacement for Ruckus R710, 1 year | 1 | 78 | 78
RK-WMS-803-7762-1000 | ) | 803-7762-1000 | RUCKUS - WatchDog Advanced Hardware Replacement for Ruckus 7762, 7762-S, 7762-T, 1 year | 1 | 119.94 | 119.94
RK-WMS-803-7762-1100 | ) | 803-7762-1100 | RUCKUS - WatchDog Advanced Hardware Replacement for Ruckus 7762-AC,7762-S-AC, 1 year | 1 | 149.94 | 149.94
RK-WMS-803-P300-1100 | ) | 803-P300-1100 | RUCKUS - WatchDog Advanced Hardware Replacement for Ruckus P300 (pair), 1 year | 1 | 144 | 144
RK-WMS-803-P300-1000 | ) | 803-P300-1000 | RUCKUS - WatchDog Advanced Hardware Replacement for Ruckus P300 (single), 1 year | 1 | 72 | 72
RK-WMS-803-H500-1000 | ) | 803-H500-1000 | RUCKUS - WatchDog Advanced Hardware Replacement for Ruckus H500, 1 year | 1 | 22 | 22
RK-WMS-803-7441-1000 | ) | 803-7441-1000 | RUCKUS - WatchDog Advanced Hardware Replacement for Ruckus 7441, 1 year | 1 | 41.94 | 41.94
RK-WMS-803-A113-1000 | ) | 803-A113-1000 | RUCKUS - WatchDog Advanced Hardware Replacement for Media Converter of Fiber Node Accessory, 1 year | 1 | 79.92 | 79.92
RK-WMS-148,8 | ) | 803-H510-1000-B10 | RUCKUS - WatchDog Advanced Hardware Replacement for Bulkpack (x10) Ruckus H510, 1 year | 1 | 240 | 240
RK-WMS-111,6 | ) | 803-H320-1000-B10 | RUCKUS - WatchDog Advance Replacement, Bulkpack (x10) H320, 1 Yr | 1 | 180 | 180
RK-WMS-803-R750-1000 | ) | 803-R750-1000 | RUCKUS - Advance Replacement, R750, 1 Yr | 1 | 84 | 84
FlexMaster Support
RK-WMS-806-0025-1000 | ) | 806-0025-1000 | RUCKUS - End User Support for FlexMaster 0025, 1 Year | 1 | 200 | 200
RK-WMS-806-0100-1000 | ) | 806-0100-1000 | RUCKUS - End User Support for FlexMaster 0100, 1 Year | 1 | 500 | 500
RK-WMS-806-0250-1000 | ) | 806-0250-1000 | RUCKUS - End User Support for FlexMaster 0250, 1 Year | 1 | 700 | 700
RK-WMS-806-0500-1000 | ) | 806-0500-1000 | RUCKUS - End User Support for FlexMaster 0500, 1 Year | 1 | 1400 | 1400
RK-WMS-806-1000-1000 | ) | 806-1000-1000 | RUCKUS - End User Support for FlexMaster 1000, 1 Year | 1 | 2600 | 2600
RK-WMS-806-2500-1000 | ) | 806-2500-1000 | RUCKUS - End User Support for FlexMaster 2500, 1 Year | 1 | 6000 | 6000
RK-WMS-806-5000-1000 | ) | 806-5000-1000 | RUCKUS - End User Support for FlexMaster 5000, 1 Year | 1 | 10000 | 10000
RK-WMS-806-010K-1000 | ) | 806-010K-1000 | RUCKUS - End User Support for FlexMaster 10000, 1 Year | 1 | 17000 | 17000
RK-WMS-806-0100-1L00 | ) | 806-0100-1L00 | RUCKUS - End User Support for FlexMaster License Upgrade to 100, 1 Year | 1 | 360 | 360
RK-WMS-806-0250-1L00 | ) | 806-0250-1L00 | RUCKUS - End User Support for FlexMaster License Upgrade to 250, 1 Year | 1 | 500 | 500
RK-WMS-806-0500-1L00 | ) | 806-0500-1L00 | RUCKUS - End User Support for FlexMaster License Upgrade to 500, 1 Year | 1 | 800 | 800
RK-WMS-806-1000-1L00 | ) | 806-1000-1L00 | RUCKUS - End User Support for FlexMaster License Upgrade to 1000, 1 Year | 1 | 1400 | 1400
RK-WMS-806-2500-1L00 | ) | 806-2500-1L00 | RUCKUS - End User Support for FlexMaster License Upgrade to 2500, 1 Year | 1 | 4000 | 4000
RK-WMS-806-5000-1L00 | ) | 806-5000-1L00 | RUCKUS - End User Support for FlexMaster License Upgrade to 5000, 1 Year | 1 | 4800 | 4800
RK-WMS-806-010K-1L00 | ) | 806-010K-1L00 | RUCKUS - End User Support for FlexMaster License Upgrade to 10000, 1 Year | 1 | 8000 | 8000
SmartCell Insight (SCI) Support
RK-WMS-801-SCIL-1L00 | ) | 801-SCIL-1L00 | RUCKUS - End User WatchDog Support for SmartCell Insight, Single AP License, 1 Year for SCI 1.x | 1 | 3 | 3
RK-WMS-S01-SCIP-1000 | ) | S01-SCIP-1000 | RUCKUS - End User WatchDog Support for SCI, 1-year | 1 | 199 | 199
RK-WMS-S01-0001-1LSC | ) | S01-0001-1LSC | RUCKUS - End User WatchDog Support for SCI Analytics, Device (AP/Switch) License, 1-year | 1 | 3 | 3
Virtual SPoT (vSPoT) Support
RK-WMS-S01-VSPT-1000 | ) | S01-VSPT-1000 | RUCKUS - End User WatchDog Support for vSPoT, 1 Year | 1 | 199 | 199
RK-WMS-S01-0001-1LSP | ) | S01-0001-1LSP | RUCKUS - End User WatchDog Support for vSPoT AP License, 1 Year | 1 | 20 | 20
Ruckus Network Director Support
RK-WMS-S01-VRND-1LND | ) | S01-VRND-1LND | RUCKUS - WatchDog End User Support, Virtual Ruckus Network Director, 1 Instance (no device management licenses included), 1 Yr | 1 | 20 | 20
Support Associate for SZ Data Plane appliance
RK-WMS-S02-D104-1000 | ) | S02-D104-1000 | RUCKUS - Associate Partner Support, Smart Zone 100 Data Plane, 1 Yr | 1 | 999 | 999
RK-WMS-S02-D124-1000 | ) | S02-D124-1000 | RUCKUS - Associate Partner Support, Smart Zone 100 Data Plane, 1 Yr | 1 | 1999 | 1999
Support Associate for Ruckus IoT Controller
RK-WMS-S02-INT1-1L00 | ) | S02-INT1-1L00 | RUCKUS - Associate Partner Support, vRIoT module, 1 Yr | 1 | 199 | 199
RK-WMS-S02-IAP1-1L00 | ) | S02-IAP1-1L00 | RUCKUS - Associate Partner Support, AP IOT Mgt License, 1 Yr | 1 | 12 | 12
Support Associate for Unleashed Multi-Site Manager
RK-WMS-S02-UMM1-1L00 | ) | S02-UMM1-1L00 | RUCKUS - Associate Partner Support, Unleashed Multisite Manager, 1 Yr | 1 | 199 | 199
RK-WMS-S02-0001-1LUM | ) | S02-0001-1LUM | RUCKUS - Associate Partner Support, Unleashed Multisite Manager AP License, 1 Yr | 1 | 12 | 12
Support Associate for ZoneDirector 1000, 1100, 1200 and License Upgrades
RK-WMS-802-1006-1L00 | ) | 802-1006-1L00 | RUCKUS - Associate Partner WatchDog Support for ZoneDirector License Upgrade from 1106 to 1112, 1 Year | 1 | 160 | 160
RK-WMS-802-1013-1L00 | ) | 802-1013-1L00 | RUCKUS - Associate Partner WatchDog Support for ZoneDirector License Upgrade from 1112 to 1125, 1 Year | 1 | 400 | 400
RK-WMS-802-1019-1L00 | ) | 802-1019-1L00 | RUCKUS - Associate Partner WatchDog Support for ZoneDirector License Upgrade from 1106 to 1125, 1 Year | 1 | 560 | 560
RK-WMS-802-1025-1L00 | ) | 802-1025-1L00 | RUCKUS - Associate Partner WatchDog Support for ZoneDirector License Upgrade from 1125 to 1150, 1 Year | 1 | 600 | 600
RK-WMS-802-1038-1L00 | ) | 802-1038-1L00 | RUCKUS - Associate Partner WatchDog Support for ZoneDirector License Upgrade from 1112 to 1150, 1 Year | 1 | 1000 | 1000
RK-WMS-802-1044-1L00 | ) | 802-1044-1L00 | RUCKUS - Associate Partner WatchDog Support for ZoneDirector License Upgrade from 1106 to 1150, 1 Year | 1 | 1160 | 1160
RK-WMS-802-1205-1000 | ) | 802-1205-1000 | RUCKUS - Associate Partner Support, ZoneDirector 1205, 1 Yr | 1 | 219 | 219
RK-WMS-802-1201-1L00 | ) | 802-1201-1L00 | RUCKUS - Associate Partner Support, ZoneDirector ONE AP Upgrade, 1 Yr | 1 | 30 | 30
Support Associate for ZoneDirector 3000 and License Upgrades
RK-WMS-802-3025-1000 | ) | 802-3025-1000 | RUCKUS - Associate Partner Support, ZoneDirector 3025, 1 Yr | 1 | 1200 | 1200
RK-WMS-802-3050-1000 | ) | 802-3050-1000 | RUCKUS - Associate Partner Support, ZoneDirector 3050, 1 Yr | 1 | 1800 | 1800
RK-WMS-802-3025-1L00 | ) | 802-3025-1L00 | RUCKUS - Associate Partner Support, ZoneDirector 3000, 25 AP License Upgrade, 1 Yr | 1 | 600 | 600
RK-WMS-802-3050-1L00 | ) | 802-3050-1L00 | RUCKUS - Associate Partner Support, ZoneDirector 3000, 50 AP License Upgrade, 1 Yr | 1 | 1000 | 1000
RK-WMS-802-3100-1L00 | ) | 802-3100-1L00 | RUCKUS - Associate Partner Support, ZoneDirector 3000, 100 AP License Upgrade, 1 Yr | 1 | 2000 | 2000
RK-WMS-802-3150-1L00 | ) | 802-3150-1L00 | RUCKUS - Associate Partner Support, ZoneDirector 3000 150 AP License Upgrade, 1 Yr | 1 | 3000 | 3000
RK-WMS-802-3200-1L00 | ) | 802-3200-1L00 | RUCKUS - Associate Partner Support, ZoneDirector 3000 200 AP License Upgrade, 1 Yr | 1 | 4000 | 4000
RK-WMS-802-3250-1L00 | ) | 802-3250-1L00 | RUCKUS - Associate Partner Support, ZoneDirector 3000 250 AP License Upgrade, 1 Yr | 1 | 5000 | 5000
RK-WMS-802-3300-1L00 | ) | 802-3300-1L00 | RUCKUS - Associate Partner Support, ZoneDirector 3000 300 AP License Upgrade, 1 Yr | 1 | 6000 | 6000
RK-WMS-802-3350-1L00 | ) | 802-3350-1L00 | RUCKUS - Associate Partner Support, ZoneDirector 3000 350 AP License Upgrade, 1 Yr | 1 | 7000 | 7000
RK-WMS-802-3400-1L00 | ) | 802-3400-1L00 | RUCKUS - Associate Partner Support, ZoneDirector 3000 400 AP License Upgrade, 1 Yr | 1 | 8000 | 8000
RK-WMS-802-3450-1L00 | ) | 802-3450-1L00 | RUCKUS - Associate Partner Support, ZoneDirector 3000 450 AP License Upgrade, 1 Yr | 1 | 9000 | 9000
Support Associate for ZoneDirector 5000 and License Upgrades
RK-WMS-802-5100-1000 | ) | 802-5100-1000 | RUCKUS - Associate Partner Support, ZoneDirector 5000, 100 APs, 1 Yr | 1 | 7000 | 7000
RK-WMS-802-5050-1L00 | ) | 802-5050-1L00 | RUCKUS - Associate Partner Support, ZoneDirector 5000, 50 AP License Upgrade, 1 Yr | 1 | 1000 | 1000
RK-WMS-802-5100-1L00 | ) | 802-5100-1L00 | RUCKUS - Associate Partner Support, ZoneDirector 5000, 100 AP License Upgrade, 1 Yr | 1 | 2000 | 2000
RK-WMS-802-5150-1L00 | ) | 802-5150-1L00 | RUCKUS - Associate Partner Support, ZoneDirector 5000, 150 AP License Upgrade, 1 Yr | 1 | 3000 | 3000
RK-WMS-802-5200-1L00 | ) | 802-5200-1L00 | RUCKUS - Associate Partner Support, ZoneDirector 5000, 200 AP License Upgrade, 1 Yr | 1 | 4000 | 4000
RK-WMS-802-5250-1L00 | ) | 802-5250-1L00 | RUCKUS - Associate Partner Support, ZoneDirector 5000, 250 AP License Upgrade, 1 Yr | 1 | 5000 | 5000
RK-WMS-802-5300-1L00 | ) | 802-5300-1L00 | RUCKUS - Associate Partner Support, ZoneDirector 5000, 300 AP License Upgrade, 1 Yr | 1 | 6000 | 6000
RK-WMS-802-5350-1L00 | ) | 802-5350-1L00 | RUCKUS - Associate Partner Support, ZoneDirector 5000, 350 AP License Upgrade, 1 Yr | 1 | 7000 | 7000
RK-WMS-802-5400-1L00 | ) | 802-5400-1L00 | RUCKUS - Associate Partner Support, ZoneDirector 5000, 400 AP License Upgrade, 1 Yr | 1 | 8000 | 8000
RK-WMS-802-5450-1L00 | ) | 802-5450-1L00 | RUCKUS - Associate Partner Support, ZoneDirector 5000, 450 AP License Upgrade, 1 Yr | 1 | 9000 | 9000
RK-WMS-802-5500-1L00 | ) | 802-5500-1L00 | RUCKUS - Associate Partner Support, ZoneDirector 5000, 500 AP License Upgrade, 1 Yr | 1 | 10000 | 10000
RK-WMS-802-5550-1L00 | ) | 802-5550-1L00 | RUCKUS - Associate Partner Support, ZoneDirector 5000, 550 AP License Upgrade, 1 Yr | 1 | 11000 | 11000
RK-WMS-802-5600-1L00 | ) | 802-5600-1L00 | RUCKUS - Associate Partner Support, ZoneDirector 5000, 600 AP License Upgrade, 1 Yr | 1 | 12000 | 12000
RK-WMS-802-5650-1L00 | ) | 802-5650-1L00 | RUCKUS - Associate Partner Support, ZoneDirector 5000, 650 AP License Upgrade, 1 Yr | 1 | 13000 | 13000
RK-WMS-802-5700-1L00 | ) | 802-5700-1L00 | RUCKUS - Associate Partner Support, ZoneDirector 5000, 700 AP License Upgrade, 1 Yr | 1 | 14000 | 14000
RK-WMS-802-5750-1L00 | ) | 802-5750-1L00 | RUCKUS - Associate Partner Support, ZoneDirector 5000, 750 AP License Upgrade, 1 Yr | 1 | 15000 | 15000
RK-WMS-802-5800-1L00 | ) | 802-5800-1L00 | RUCKUS - Associate Partner Support, ZoneDirector 5000, 800 AP License Upgrade, 1 Yr | 1 | 16000 | 16000
RK-WMS-802-5850-1L00 | ) | 802-5850-1L00 | RUCKUS - Associate Partner Support, ZoneDirector 5000, 850 AP License Upgrade, 1 Yr | 1 | 17000 | 17000
RK-WMS-802-5900-1L00 | ) | 802-5900-1L00 | RUCKUS - Associate Partner Support, ZoneDirector 5000, 900 AP License Upgrade, 1 Yr | 1 | 18000 | 18000
Support Associate for Virtual SmartZone
RK-WMS-S02-VSCG-1L00 | ) | S02-VSCG-1L00 | RUCKUS - Associate Partner Support, vSZ-RTU, 1 Yr | 1 | 199 | 199
RK-WMS-S02-VSCG-1LHA | ) | S02-VSCG-1LHA | RUCKUS - Associate Partner Support, VSCG HA, 1 Yr | 1 | 60 | 60
Support Associate for Virtual SmartZone and SmartZone License Upgrades
RK-WMS-S02-0001-1LSG | ) | S02-0001-1LSG | RUCKUS - Associate Partner Support, Per SZ/vSZ AP, 1 Yr | 1 | 20 | 20
RK-WMS-S02-0001-1LHA | ) | S02-0001-1LHA | RUCKUS - Associate Partner Support, SZ High Avail AP License, 1 Yr | 1 | 6 | 6
Support Associate for SmartZone 100
RK-WMS-S02-S104-1000 | ) | S02-S104-1000 | RUCKUS - Associate Partner Support, SmartZone 100 with 4 GigE ports, 1 Yr | 1 | 999 | 999
RK-WMS-S02-S124-1000 | ) | S02-S124-1000 | RUCKUS - Associate Partner Support, SmartZone 100 with 2x10GigE and 4 GigE ports, 1 Yr | 1 | 1999 | 1999
Carrier Product Support - Support Associate for SmartZone 300
RK-WMS-S02-S300-1012 | ) | S02-S300-1012 | RUCKUS - Associate Partner Support, SmartZone 300 (SZ300) with redundant AC power, 1 year, Smart Licensing | 1 | 19000 | 19000
RK-WMS-S02-S300-1002 | ) | S02-S300-1002 | RUCKUS - Associate Partner Support, for SmartZone 300 (SZ300) with redundant DC power, 1 year, Smart Licensing | 1 | 19000 | 19000
RK-WMS-S02-S300-1LHA | ) | S02-S300-1LHA | RUCKUS - Associate Partner Support, SZ300 High Avail, 1 Yr | 1 | 5700 | 5700
Carrier Product Support - Support Associate for SmartCell Gateway 200 & Licenses
RK-WMS-S02-RWAG-1L00 | ) | S02-RWAG-1L00 | RUCKUS - Associate Partner Support, SCG RWAG Gateway License, 1 year, with minimum order of 10. Smart Licensing | 1 | 300 | 300
RK-WMS-S02-RMNO-1L00 | ) | S02-RMNO-1L00 | RUCKUS - Associate Partner Support, SCG RMNO License for 10k subs, 1 year, with minimum order of 10. Smart Licensing | 1 | 500 | 500
RK-WMS-S02-RMAP-1L00 | ) | S02-RMAP-1L00 | RUCKUS - Associate Partner Support, SCG RMAP Gateway License, 1 year. Smart Licensing. | 1 | 32000 | 32000
Support Associate for Virtual Data Plane (Orderable with SZ 3.2 and above software releases)
RK-WMS-S02-VSZD-1L00 | ) | S02-VSZD-1L00 | RUCKUS - Associate Partner Support, vSZD-RTU, 1 Gbps Throughput 1 Yr | 1 | 199 | 199
RK-WMS-S02-VSZD-1LBW | ) | S02-VSZD-1LBW | RUCKUS - Associate Partner Support, vSZD-RTU, 10 Gbps throughput 1 Yr | 1 | 1999 | 1999
RK-WMS-S02-VSZD-1LUL | ) | S02-VSZD-1LUL | RUCKUS - Associate Partner Support, vSZD-RTU, no throughput cap 1 Yr | 1 | 3999 | 3999
Support Associate for Virtual Data Plane additional features (Orderable with SZ 3.5 and above software releases)
RK-WMS-S02-VSZD-1LCM | ) | S02-VSZD-1LCM | RUCKUS - Associate Partner Support, VSZD CALEA Mirroring 1 Yr | 1 | 999 | 999
RK-WMS-S02-VSZD-1LL3 | ) | S02-VSZD-1LL3 | RUCKUS - Associate Partner Support, VSZD L3 Roaming 1 Yr | 1 | 999 | 999
Support Associate for Virtual Data Plane additional features (Orderable with SZ 3.5.1 and above software releases)
RK-WMS-S02-FXVP-1L00 | ) | S02-FXVP-1L00 | RUCKUS - Associate Partner Support, Flexi VPN, 1 Yr | 1 | 999 | 999
Support Associate for Virtual Data Plane additional features (Orderable with SZ 5.0 and above software releases)
RK-WMS-S02-VSZD-1LNA | ) | S02-VSZD-1LNA | RUCKUS - Associate Partner Support, NAT Service 1 Yr | 1 | 999 | 999
RK-WMS-S02-VSZD-1LDH | ) | S02-VSZD-1LDH | RUCKUS - Associate Partner Support, DHCP Server 1 Yr | 1 | 399 | 399
Support Associate for GRE to GW Tunnel Licenses (L09-0001-RXGW)
RK-WMS-S02-0001-1LRX | ) | S02-0001-1LRX | RUCKUS - Associate Partner Support, GRE to GW Tunnel, 1 Y | 1 | 2 | 2
Support Associate for Indoor Access Points -- not connected to controller
RK-WMS-807-R320-1000 | ) | 807-R320-1000 | RUCKUS - Associate Partner Support, Standalone R320, 1 Yr | 1 | 39.2 | 39.2
RK-WMS-807-R730-1000 | ) | 807-R730-1000 | RUCKUS - Associate Partner Support, Standalone R730, 1 Yr | 1 | 176.4 | 176.4
RK-WMS-807-M510-1000 | ) | 807-M510-1000 | RUCKUS - Associate Partner Support, Standalone M510, 1 Yr | 1 | 107.8 | 107.8
RK-WMS-807-H320-1000 | ) | 807-H320-1000 | RUCKUS - Associate Partner Support, Standalone H320, 1 Yr | 1 | 28 | 28
RK-WMS-807-R720-1000 | ) | 807-R720-1000 | RUCKUS - Associate Partner Support, R720, 1 Yr | 1 | 127.4 | 127.4
RK-WMS-807-C110-1000 | ) | 807-C110-1000 | RUCKUS - Associate Partner Support, C110 1 Yr | 1 | 58.8 | 58.8
RK-WMS-807-R610-1000 | ) | 807-R610-1000 | RUCKUS - Associate Partner Support, R610, 1 Yr | 1 | 88.2 | 88.2
RK-WMS-807-H510-1000 | ) | 807-H510-1000 | RUCKUS - Associate Partner Support, H510, 1 Yr | 1 | 39.2 | 39.2
RK-WMS-807-R510-1000 | ) | 807-R510-1000 | RUCKUS - Associate Partner Support, R510, 1 Yr | 1 | 66.5 | 66.5
RK-WMS-807-R310-1000 | ) | 807-R310-1000 | RUCKUS - Associate Partner Support, R310, 1 Yr | 1 | 49 | 49
RK-WMS-807-R710-1000 | ) | 807-R710-1000 | RUCKUS - Associate Partner Support, R710, 1 Yr | 1 | 127.4 | 127.4
RK-WMS-254,8 | ) | 807-H510-1000-B10 | RUCKUS - Associate Partner Support, Bulkpack (x10) Ruckus H510, 1 Year | 1 | 392 | 392
RK-WMS-182 | ) | 807-H320-1000-B10 | RUCKUS - Associate Partner Support, Bulkpack (x10), Standalone H320, 1 Yr | 1 | 280 | 280
RK-WMS-807-R750-1000 | ) | 807-R750-1000 | RUCKUS - Associate Partner Support, Standalone R750, 1 Yr | 1 | 196 | 196
RK-WMS-807-R500-1000 | ) | 807-R500-1000 | RUCKUS - Associate Partner Support, R500, 1 Yr | 1 | 46 | 46
RK-WMS-807-R600-1000 | ) | 807-R600-1000 | RUCKUS - Associate Partner Support, R600, 1 Yr | 1 | 56 | 56
RK-WMS-807-7321-1000 | ) | 807-7321-1000 | RUCKUS - Associate Partner Support, 7321, 1 Yr | 1 | 34.202 | 34.202
RK-WMS-807-R300-1000 | ) | 807-R300-1000 | RUCKUS - Associate Partner Support, R300, 1 Yr | 1 | 38.71 | 38.71
RK-WMS-807-R700-1000 | ) | 807-R700-1000 | RUCKUS - Associate Partner Support, R700, 1 Yr | 1 | 98 | 98
RK-WMS-807-H500-1000 | ) | 807-H500-1000 | RUCKUS - Associate Partner Support, H500, 1 Yr | 1 | 36.4 | 36.4
RK-WMS-807-7441-1000 | ) | 807-7441-1000 | RUCKUS - Associate Partner Support, 7441, 1 Yr | 1 | 68.502 | 68.502
Support Associate for Outdoor Access Points -- not connected to controller
RK-WMS-807-E510-1000 | ) | 807-E510-1000 | RUCKUS - Associate Partner Support, Standalone E510, 1 Yr | 1 | 156.8 | 156.8
RK-WMS-807-T31C-1000 | ) | 807-T31C-1000 | RUCKUS - Associate Partner Support, Standalone T310C, 1 Yr | 1 | 107.8 | 107.8
RK-WMS-807-T31D-1000 | ) | 807-T31D-1000 | RUCKUS - Associate Partner Support, Standalone T310D, 1 Yr | 1 | 127.4 | 127.4
RK-WMS-807-T31S-1000 | ) | 807-T31S-1000 | RUCKUS - Associate Partner Support, Standalone T310S, 1 Yr | 1 | 147 | 147
RK-WMS-807-T31N-1000 | ) | 807-T31N-1000 | RUCKUS - Associate Partner Support, Standalone T310N, 1 Yr | 1 | 147 | 147
RK-WMS-807-T610-1000 | ) | 807-T610-1000 | RUCKUS - Associate Partner Support, T610, 1 Yr | 1 | 196 | 196
RK-WMS-807-T710-1000 | ) | 807-T710-1000 | RUCKUS - Associate Partner Support, T710 & T710-S, 1 Yr | 1 | 294 | 294
RK-WMS-807-T300-1000 | ) | 807-T300-1000 | RUCKUS - Associate Partner Support, T300 & T300e, 1 Yr | 1 | 91 | 91
RK-WMS-807-T301-1000 | ) | 807-T301-1000 | RUCKUS - Assocaite Partner Support, T301n & T301s, 1 Yr | 1 | 105 | 105
RK-WMS-807-7762-1000 | ) | 807-7762-1000 | RUCKUS - Associate Partner Support, 7762, 7762-S, 7762-T, 1 Yr | 1 | 195.902 | 195.902
RK-WMS-807-7762-1100 | ) | 807-7762-1100 | RUCKUS - Associate Partner Support, 7762-AC,7762-S-AC, 1 Yr | 1 | 244.902 | 244.902
RK-WMS-807-P300-1100 | ) | 807-P300-1100 | RUCKUS - Associate Partner Support, P300 (pair), 1 Yr | 1 | 235.2 | 235.2
RK-WMS-807-P300-1000 | ) | 807-P300-1000 | RUCKUS - Associate Partner Support, P300 (single), 1 Yr | 1 | 117.6 | 117.6
Carrier Product Support - Support Associate for Access Point Hardware
RK-WMS-807-7781-1000 | ) | 807-7781-1000 | RUCKUS - Associate Partner Support, ZoneFlex 7781CM, 1 year | 1 | 671.86 | 671.86
RK-WMS-807-T504-1000 | ) | 807-T504-1000 | RUCKUS - Associate Partner Support, ZoneFlex T504, 1 year | 1 | 490 | 490
RK-WMS-807-T811-1000 | ) | 807-T811-1000 | RUCKUS - Associate Partner Support, Standalone T811, 1 Yr | 1 | 770 | 770
Support Associate for FlexMaster
RK-WMS-807-0025-1000 | ) | 807-0025-1000 | RUCKUS - Associate Partner Support, FlexMaster 0025, 1 Yr | 1 | 172 | 172
RK-WMS-807-0100-1000 | ) | 807-0100-1000 | RUCKUS - Associate Partner Support, FlexMaster 0100, 1 Yr | 1 | 430 | 430
RK-WMS-807-0250-1000 | ) | 807-0250-1000 | RUCKUS - Associate Partner Support, FlexMaster 0250, 1 Yr | 1 | 602 | 602
RK-WMS-807-0500-1000 | ) | 807-0500-1000 | RUCKUS - Associate Partner Support, FlexMaster 0500, 1 Yr | 1 | 1204 | 1204
RK-WMS-807-1000-1000 | ) | 807-1000-1000 | RUCKUS - Associate Partner Support, FlexMaster 1000, 1 Yr | 1 | 2236 | 2236
RK-WMS-807-2500-1000 | ) | 807-2500-1000 | RUCKUS - Associate Partner Support, FlexMaster 2500, 1 Yr | 1 | 5160 | 5160
RK-WMS-807-5000-1000 | ) | 807-5000-1000 | RUCKUS - Associate Partner Support, FlexMaster 5000, 1 Yr | 1 | 8600 | 8600
RK-WMS-807-010K-1000 | ) | 807-010K-1000 | RUCKUS - Associate Partner Support, FlexMaster 10000, 1 Yr | 1 | 14620 | 14620
RK-WMS-807-0100-1L00 | ) | 807-0100-1L00 | RUCKUS - Associate Partner Support, FlexMaster License Upgrade to 100, 1 Yr | 1 | 309.6 | 309.6
RK-WMS-807-0250-1L00 | ) | 807-0250-1L00 | RUCKUS - Associate Partner Support, FlexMaster License Upgrade to 250, 1 Yr | 1 | 430 | 430
RK-WMS-807-0500-1L00 | ) | 807-0500-1L00 | RUCKUS - Associate Partner Support, FlexMaster License Upgrade to 500, 1 Yr | 1 | 688 | 688
RK-WMS-807-1000-1L00 | ) | 807-1000-1L00 | RUCKUS - Associate Partner Support, FlexMaster License Upgrade to 1000, 1 Yr | 1 | 1204 | 1204
RK-WMS-807-2500-1L00 | ) | 807-2500-1L00 | RUCKUS - Associate Partner Support, FlexMaster License Upgrade to 2500, 1 Yr | 1 | 3440 | 3440
RK-WMS-807-5000-1L00 | ) | 807-5000-1L00 | RUCKUS - Associate Partner Support, FlexMaster License Upgrade to 5000, 1 Yr | 1 | 4128 | 4128
RK-WMS-807-010K-1L00 | ) | 807-010K-1L00 | RUCKUS - Associate Partner Support, FlexMaster License Upgrade to 10000, 1 Yr | 1 | 6880 | 6880
Support Associate for SmartCell Insight (SCI)
RK-WMS-802-SCIL-1L00 | ) | 802-SCIL-1L00 | RUCKUS - Associate Partner Support, SmartCell Insight, Single AP License, 1 Yr for SCI 1.x | 1 | 3 | 3
RK-WMS-S02-SCIP-1000 | ) | S02-SCIP-1000 | RUCKUS - Associate Partner Support, SCI, 1 Yr | 1 | 199 | 199
RK-WMS-S02-0001-1LSC | ) | S02-0001-1LSC | RUCKUS - Associate Partner Support, SCI WiFi Analytics, AP License, 1 Yr | 1 | 3 | 3
Support Associate for Virtual SPoT (vSPoT)
RK-WMS-S02-VSPT-1000 | ) | S02-VSPT-1000 | RUCKUS - Associate Partner Support, vSPoT, 1 Yr | 1 | 199 | 199
RK-WMS-S02-0001-1LSP | ) | S02-0001-1LSP | RUCKUS - Associate Partner Support, vSPoT AP License, 1 Yr | 1 | 20 | 20
Support Associate for Ruckus Network Director
RK-WMS-S02-VRND-1LND | ) | S02-VRND-1LND | RUCKUS - Associate Partner Support, Virtual Ruckus Network Director, 1 Instance (no device management licenses included), 1 Yr | 1 | 20 | 20
Watchdog support for SZ Data Plane appliance
RK-WMS-S21-D104-1000 | ) | S21-D104-1000 | RUCKUS - WatchDog End User Support, Renewal SZ104 Data Plane, 1 Yr | 1 | 999 | 999
RK-WMS-S21-D124-1000 | ) | S21-D124-1000 | RUCKUS - WatchDog End User Support, Renewal SZ 124 Data Plane, 1 Yr | 1 | 1999 | 1999
Watchdog support for Ruckus IoT Controller
RK-WMS-S21-INT1-1L00 | ) | S21-INT1-1L00 | RUCKUS - WatchDog End User Support Renewal vRIoT module, 1 Yr | 1 | 199 | 199
RK-WMS-S21-IAP1-1L00 | ) | S21-IAP1-1L00 | RUCKUS - WatchDog End User Support Renewal, AP Mgt License, 1 Yr | 1 | 12 | 12
Watchdog support for Unleashed Multi-Site Manager
RK-WMS-S21-0001-1LUM | ) | S21-0001-1LUM | RUCKUS - WatchDog Support Renewal Unleashed Multisite Manager AP License, 1 Yr | 1 | 12 | 12
RK-WMS-S21-UMM1-1L00 | ) | S21-UMM1-1L00 | RUCKUS - WatchDog Support Renewal Unleashed Multisite Manager, 1 Yr | 1 | 199 | 199
Watchdog support for Unleashed Access Points
RK-WMS-826-RUNL-1U00 | ) | 826-RUNL-1U00 | RUCKUS - End User Support Renewal for Unleashed Access Points, 1 Year | 1 | 124 | 124
RK-WMS-826-0001-1U00 | ) | 826-0001-1U00 | RUCKUS - End User Per-AP Support Renewal for each Unleashed AP from 26-50 | 1 | 20 | 20
WatchDog Support for ZoneDirector 1000, 1100, 1200 and License Upgrades
RK-WMS-821-1205-1000 | ) | 821-1205-1000 | RUCKUS - End User WatchDog Support Renewal for ZoneDirector 1205, 1 Year | 1 | 219 | 219
RK-WMS-821-1201-1L00 | ) | 821-1201-1L00 | RUCKUS - End User WatchDog Support Renewal for ZoneDirector ONE AP Upgrade, 1 Year | 1 | 30 | 30
RK-WMS-821-1006-1L00 | ) | 821-1006-1L00 | RUCKUS - End User WatchDog Support Renewal for ZoneDirector 1112, 6 AP License Upgrade, 1 Year | 1 | 160 | 160
RK-WMS-821-1013-1L00 | ) | 821-1013-1L00 | RUCKUS - End User WatchDog Support Renewal for ZoneDirector 1125, 13 AP License Upgrade, 1 Year | 1 | 400 | 400
RK-WMS-821-1019-1L00 | ) | 821-1019-1L00 | RUCKUS - End User WatchDog Support Renewal for ZoneDirector License Upgrade from 1106 to 1125, 1 Year | 1 | 560 | 560
RK-WMS-821-1025-1L00 | ) | 821-1025-1L00 | RUCKUS - End User WatchDog Support Renewal for ZoneDirector 1150, 25 AP License Upgrade, 1 Year | 1 | 600 | 600
RK-WMS-821-1038-1L00 | ) | 821-1038-1L00 | RUCKUS - End User WatchDog Support Renewal for ZoneDirector License Upgrade from 1112 to 1150, 1 Year | 1 | 1000 | 1000
RK-WMS-821-1044-1L00 | ) | 821-1044-1L00 | RUCKUS - End User WatchDog Support Renewal for ZoneDirector License Upgrade from 1106 to 1150, 1 Year | 1 | 1160 | 1160
RK-WMS-821-1106-1000 | ) | 821-1106-1000 | RUCKUS - End User WatchDog Support Renewal for ZoneDirector 1106, 1 Year | 1 | 240 | 240
RK-WMS-821-1112-1000 | ) | 821-1112-1000 | RUCKUS - End User WatchDog Support Renewal for ZoneDirector 1112, 1 Year | 1 | 400 | 400
RK-WMS-821-1125-1000 | ) | 821-1125-1000 | RUCKUS - End User WatchDog Support Renewal for ZoneDirector 1125, 1 Year | 1 | 800 | 800
RK-WMS-821-1150-1000 | ) | 821-1150-1000 | RUCKUS - End User WatchDog Support Renewal for ZoneDirector 1150, 1 Year | 1 | 1400 | 1400
WatchDog Support for ZoneDirector 3000 and License Upgrades
RK-WMS-821-3025-1000 | ) | 821-3025-1000 | RUCKUS - End User WatchDog Support Renewal for ZoneDirector 3025, 1 Year | 1 | 1200 | 1200
RK-WMS-821-3050-1000 | ) | 821-3050-1000 | RUCKUS - End User WatchDog Support Renewal for ZoneDirector 3050, 1 Year | 1 | 1800 | 1800
RK-WMS-821-3025-1L00 | ) | 821-3025-1L00 | RUCKUS - End User WatchDog Support Renewal for ZoneDirector 3000, 25 AP License Upgrade, 1 Year | 1 | 600 | 600
RK-WMS-821-3050-1L00 | ) | 821-3050-1L00 | RUCKUS - End User WatchDog Support Renewal for ZoneDirector 3000, 50 AP License Upgrade, 1 Year | 1 | 1000 | 1000
RK-WMS-821-3100-1L00 | ) | 821-3100-1L00 | RUCKUS - End User WatchDog Support Renewal for ZoneDirector 3000, 100 AP License Upgrade, 1 Year | 1 | 2000 | 2000
RK-WMS-821-3150-1L00 | ) | 821-3150-1L00 | RUCKUS - End User WatchDog Support Renewal for ZoneDirector 3000 150 AP License Upgrade, 1 Year | 1 | 3000 | 3000
RK-WMS-821-3200-1L00 | ) | 821-3200-1L00 | RUCKUS - End User WatchDog Support Renewal for ZoneDirector 3000 200 AP License Upgrade, 1 Year | 1 | 4000 | 4000
RK-WMS-821-3250-1L00 | ) | 821-3250-1L00 | RUCKUS - End User WatchDog Support Renewal for ZoneDirector 3000 250 AP License Upgrade, 1 Year | 1 | 5000 | 5000
RK-WMS-821-3300-1L00 | ) | 821-3300-1L00 | RUCKUS - End User WatchDog Support Renewal for ZoneDirector 3000 300 AP License Upgrade, 1 Year | 1 | 6000 | 6000
RK-WMS-821-3350-1L00 | ) | 821-3350-1L00 | RUCKUS - End User WatchDog Support Renewal for ZoneDirector 3000 350 AP License Upgrade, 1 Year | 1 | 7000 | 7000
RK-WMS-821-3400-1L00 | ) | 821-3400-1L00 | RUCKUS - End User WatchDog Support Renewal for ZoneDirector 3000 400 AP License Upgrade, 1 Year | 1 | 8000 | 8000
RK-WMS-821-3450-1L00 | ) | 821-3450-1L00 | RUCKUS - End User WatchDog Support Renewal for ZoneDirector 3000 450 AP License Upgrade, 1 Year | 1 | 9000 | 9000
WatchDog Support for ZoneDirector 5000 and License Upgrades
RK-WMS-821-5100-1000 | ) | 821-5100-1000 | RUCKUS - End User WatchDog Support Renewal for ZoneDirector 5000, 100 APs, 1 Year | 1 | 7000 | 7000
RK-WMS-821-5050-1L00 | ) | 821-5050-1L00 | RUCKUS - End User WatchDog Support Renewal for ZoneDirector 5000, 50 AP License Upgrade, 1 Year | 1 | 1000 | 1000
RK-WMS-821-5100-1L00 | ) | 821-5100-1L00 | RUCKUS - End User WatchDog Support Renewal for ZoneDirector 5000, 100 AP License Upgrade, 1 Year | 1 | 2000 | 2000
RK-WMS-821-5150-1L00 | ) | 821-5150-1L00 | RUCKUS - End User WatchDog Support Renewal for ZoneDirector 5000, 150 AP License Upgrade, 1 Year | 1 | 3000 | 3000
RK-WMS-821-5200-1L00 | ) | 821-5200-1L00 | RUCKUS - End User WatchDog Support Renewal for ZoneDirector 5000, 200 AP License Upgrade, 1 Year | 1 | 4000 | 4000
RK-WMS-821-5250-1L00 | ) | 821-5250-1L00 | RUCKUS - End User WatchDog Support Renewal for ZoneDirector 5000, 250 AP License Upgrade, 1 Year | 1 | 5000 | 5000
RK-WMS-821-5300-1L00 | ) | 821-5300-1L00 | RUCKUS - End User WatchDog Support Renewal for ZoneDirector 5000, 300 AP License Upgrade, 1 Year | 1 | 6000 | 6000
RK-WMS-821-5350-1L00 | ) | 821-5350-1L00 | RUCKUS - End User WatchDog Support Renewal for ZoneDirector 5000, 350 AP License Upgrade, 1 Year | 1 | 7000 | 7000
RK-WMS-821-5400-1L00 | ) | 821-5400-1L00 | RUCKUS - End User WatchDog Support Renewal for ZoneDirector 5000, 400 AP License Upgrade, 1 Year | 1 | 8000 | 8000
RK-WMS-821-5450-1L00 | ) | 821-5450-1L00 | RUCKUS - End User WatchDog Support Renewal for ZoneDirector 5000, 450 AP License Upgrade, 1 Year | 1 | 9000 | 9000
RK-WMS-821-5500-1L00 | ) | 821-5500-1L00 | RUCKUS - End User WatchDog Support Renewal for ZoneDirector 5000, 500 AP License Upgrade, 1 Year | 1 | 10000 | 10000
RK-WMS-821-5550-1L00 | ) | 821-5550-1L00 | RUCKUS - End User WatchDog Support Renewal for ZoneDirector 5000, 550 AP License Upgrade, 1 Year | 1 | 11000 | 11000
RK-WMS-821-5600-1L00 | ) | 821-5600-1L00 | RUCKUS - End User WatchDog Support Renewal for ZoneDirector 5000, 600 AP License Upgrade, 1 Year | 1 | 12000 | 12000
RK-WMS-821-5650-1L00 | ) | 821-5650-1L00 | RUCKUS - End User WatchDog Support Renewal for ZoneDirector 5000, 650 AP License Upgrade, 1 Year | 1 | 13000 | 13000
RK-WMS-821-5700-1L00 | ) | 821-5700-1L00 | RUCKUS - End User WatchDog Support Renewal for ZoneDirector 5000, 700 AP License Upgrade, 1 Year | 1 | 14000 | 14000
RK-WMS-821-5750-1L00 | ) | 821-5750-1L00 | RUCKUS - End User WatchDog Support Renewal for ZoneDirector 5000, 750 AP License Upgrade, 1 Year | 1 | 15000 | 15000
RK-WMS-821-5800-1L00 | ) | 821-5800-1L00 | RUCKUS - End User WatchDog Support Renewal for ZoneDirector 5000, 800 AP License Upgrade, 1 Year | 1 | 16000 | 16000
RK-WMS-821-5850-1L00 | ) | 821-5850-1L00 | RUCKUS - End User WatchDog Support Renewal for ZoneDirector 5000, 850 AP License Upgrade, 1 Year | 1 | 17000 | 17000
RK-WMS-821-5900-1L00 | ) | 821-5900-1L00 | RUCKUS - End User WatchDog Support Renewal for ZoneDirector 5000, 900 AP License Upgrade, 1 Year | 1 | 18000 | 18000
WatchDog Support for Virtual SmartZone
RK-WMS-S21-VSCG-1L00 | ) | S21-VSCG-1L00 | RUCKUS - End User WatchDog Support Renewal - vSZ-RTU, 1 YR | 1 | 199 | 199
WatchDog Support for Virtual SmartZone and SmartZone License Upgrades
RK-WMS-S21-0001-1LSG | ) | S21-0001-1LSG | RUCKUS - End User WatchDog Support Renewal Per SZ/vSZ AP, 1 YR | 1 | 20 | 20
RK-WMS-S21-0001-1LHA | ) | S21-0001-1LHA | RUCKUS - WatchDog Support Renewal SZ High Avail AP License, 1 Yr | 1 | 6 | 6
WatchDog Support for SmartZone 100 and License Upgrades
RK-WMS-S21-S104-1000 | ) | S21-S104-1000 | RUCKUS - End User WatchDog Support Renewal for SmartZone 100 with 4 GigE ports, 1 Year | 1 | 999 | 999
RK-WMS-S21-S124-1000 | ) | S21-S124-1000 | RUCKUS - End User WatchDog Support Renewal for SmartZone 100 with 2x10GigE and 4 GigE ports, 1 Year | 1 | 1999 | 1999
WatchDog Support for Virtual Data Plane (Orderable with SZ 3.2 and above software releases)
RK-WMS-S21-VSZD-1L00 | ) | S21-VSZD-1L00 | RUCKUS - End User WatchDog Support Renewal - vSZD-RTU, 1 Gbps Throughput 1 YR | 1 | 199 | 199
RK-WMS-S21-VSZD-1LBW | ) | S21-VSZD-1LBW | RUCKUS - End User WatchDog Support Renewal - vSZD-RTU, 10 Gbps throughput 1 YR | 1 | 1999 | 1999
RK-WMS-S21-VSZD-1LUL | ) | S21-VSZD-1LUL | RUCKUS - End User WatchDog Support Renewal - vSZD-RTU, no throughput cap, 1 YR | 1 | 3999 | 3999
WatchDog Support for Virtual Data Plane additional features (Orderable with SZ 3.5 and above software releases)
RK-WMS-S21-VSZD-1LCM | ) | S21-VSZD-1LCM | RUCKUS - End User Support VSZD CALEA Mirroring 1 Yr Renewal | 1 | 999 | 999
RK-WMS-S21-VSZD-1LL3 | ) | S21-VSZD-1LL3 | RUCKUS - End User Support VSZD L3 Roaming 1 Yr Renewal | 1 | 999 | 999
WatchDog Support for Virtual Data Plane additional features (Orderable with SZ 3.5.1 and above software releases)
RK-WMS-S21-FXVP-1L00 | ) | S21-FXVP-1L00 | RUCKUS - WatchDog Support Renewal Flexi VPN, 1 Yr | 1 | 999 | 999
WatchDog Support for Virtual Data Plane additional features (Orderable with SZ 5.0 and above software releases)
RK-WMS-S21-VSZD-1LNA | ) | S21-VSZD-1LNA | RUCKUS - End User WatchDog Support Renewal NAT Service 1 Y | 1 | 999 | 999
RK-WMS-S24-VSZD-1LNA | ) | S24-VSZD-1LNA | RUCKUS - BullDog Support Renewal NAT Service 1 Y | 1 | 840 | 840
RK-WMS-S21-VSZD-1LDH | ) | S21-VSZD-1LDH | RUCKUS - End User WatchDog Support Renewal DHCP Server 1 Y | 1 | 399 | 399
RK-WMS-S24-VSZD-1LDH | ) | S24-VSZD-1LDH | RUCKUS - BullDog Support Renewal DHCP Server 1 Y | 1 | 336 | 336
WatchDog Support for GRE to GW Tunnel Licenses (L09-0001-RXGW)
RK-WMS-S21-0001-1LRX | ) | S21-0001-1LRX | RUCKUS - End User WatchDog Support Renewal, GRE to GW Tunnel, 1 Y | 1 | 2 | 2
Redundant ZoneDirector Controller Support
RK-WMS-823-1200-1RDY | ) | 823-1200-1RDY | RUCKUS - Watchdog ZD1200 Redundant Controller Support Renewal, 1 year. | 1 | 110 | 110
RK-WMS-823-3000-1RDY | ) | 823-3000-1RDY | RUCKUS - WatchDog ZD3000 series Redundant Controller Support Renewal, 1 Year. | 1 | 600 | 600
RK-WMS-823-5000-1RDY | ) | 823-5000-1RDY | RUCKUS - WatchDog ZD5000 series Redundant Controller Support Renewal, 1 Year. | 1 | 3500 | 3500
Standalone AP Support -- only applies to APs that are not connected to a controller. For APs connected to controllers, if Advance Replacement is desired use 803/823 SKU
Indoor Access Points -- not connected to controller
RK-WMS-826-R320-1000 | ) | 826-R320-1000 | RUCKUS - WatchDog End User Support Renewal, Standalone R320, 1 Yr | 1 | 56 | 56
RK-WMS-826-R730-1000 | ) | 826-R730-1000 | RUCKUS - WatchDog End User Support, Standalone Renewal R730, 1 Yr | 1 | 252 | 252
RK-WMS-826-M510-1000 | ) | 826-M510-1000 | RUCKUS - WatchDog End User Support Renewal, Standalone, M510, 1 Yr | 1 | 154 | 154
RK-WMS-826-H320-1000 | ) | 826-H320-1000 | RUCKUS - End User WatchDog Support Renewal, Standalone H320, 1 Yr | 1 | 40 | 40
RK-WMS-826-R720-1000 | ) | 826-R720-1000 | RUCKUS - End User Support Renewal for Ruckus R720, 1 Year | 1 | 182 | 182
RK-WMS-826-C110-1000 | ) | 826-C110-1000 | RUCKUS - End-User Support for C110 1Year | 1 | 84 | 84
RK-WMS-826-R610-1000 | ) | 826-R610-1000 | RUCKUS - End User Support Renewal for Ruckus R610, 1 Year | 1 | 126 | 126
RK-WMS-826-H510-1000 | ) | 826-H510-1000 | RUCKUS - End User Support Renewal for Ruckus H510, 1 Year | 1 | 56 | 56
RK-WMS-826-R510-1000 | ) | 826-R510-1000 | RUCKUS - End User Support Renewal for Ruckus R510, 1 Year | 1 | 95 | 95
RK-WMS-826-R310-1000 | ) | 826-R310-1000 | RUCKUS - End User Support Renewal for Ruckus R310, 1 Year | 1 | 70 | 70
RK-WMS-826-R710-1000 | ) | 826-R710-1000 | RUCKUS - End User Support Renewal for Ruckus R710, 1 Year | 1 | 182 | 182
RK-WMS-448 | ) | 826-H510-1000-B10 | RUCKUS - End User Support Renewal for Bulkpack (x10) Ruckus H510, 1 Year | 1 | 560 | 560
RK-WMS-320 | ) | 826-H320-1000-B10 | RUCKUS - End User WatchDog Support Renewal, Standalone H320 (x10), 1 Yr | 1 | 400 | 400
RK-WMS-826-R750-1000 | ) | 826-R750-1000 | RUCKUS - WatchDog End User Support, Standalone R750, 1 Yr | 1 | 196 | 196
RK-WMS-826-R500-1000 | ) | 826-R500-1000 | RUCKUS - End User Support Renewal for Ruckus R500, 1 Year | 1 | 91 | 91
RK-WMS-826-R600-1000 | ) | 826-R600-1000 | RUCKUS - End User Support Renewal for Ruckus R600, 1 Year | 1 | 112 | 112
RK-WMS-826-7321-1000 | ) | 826-7321-1000 | RUCKUS - End User Support Renewal for Ruckus 7321, 1 Year | 1 | 48.86 | 48.86
RK-WMS-826-R300-1000 | ) | 826-R300-1000 | RUCKUS - End User Support Renewal for Ruckus R300, 1 Year | 1 | 55.3 | 55.3
RK-WMS-826-7352-1000 | ) | 826-7352-1000 | RUCKUS - End User Support Renewal for Ruckus 7352, 1 Year | 1 | 62.86 | 62.86
RK-WMS-826-7372-1000 | ) | 826-7372-1000 | RUCKUS - End User Support Renewal for Ruckus 7372, 7372-E, 1 Year | 1 | 90.86 | 90.86
RK-WMS-826-R700-1000 | ) | 826-R700-1000 | RUCKUS - End User Support Renewal for Ruckus R700, 1 Year | 1 | 140 | 140
RK-WMS-826-7982-1000 | ) | 826-7982-1000 | RUCKUS - End User Support Renewal for Ruckus 7982, 1 Year | 1 | 140 | 140
RK-WMS-826-H500-1000 | ) | 826-H500-1000 | RUCKUS - End User Support Renewal for Ruckus H500, 1 Year | 1 | 52 | 52
RK-WMS-826-7055-1000 | ) | 826-7055-1000 | RUCKUS - End User Support Renewal for Ruckus 7055, 1 Year | 1 | 51.66 | 51.66
RK-WMS-826-7441-1000 | ) | 826-7441-1000 | RUCKUS - End User Support Renewal for Ruckus 7441, 1 Year | 1 | 97.86 | 97.86
Outdoor Access Points -- not connected to controller
RK-WMS-826-E510-1000 | ) | 826-E510-1000 | RUCKUS - WatchDog End User Support Renewal, Standalone E510, 1 Yr | 1 | 224 | 224
RK-WMS-826-T31C-1000 | ) | 826-T31C-1000 | RUCKUS - WatchDog End User Support Renewal, Standalone T310C, 1 Yr | 1 | 154 | 154
RK-WMS-826-T31D-1000 | ) | 826-T31D-1000 | RUCKUS - WatchDog End User Support Renewal, Standalone T310D, 1 Yr | 1 | 182 | 182
RK-WMS-826-T31S-1000 | ) | 826-T31S-1000 | RUCKUS - WatchDog End User Support Renewal, Standalone T310S, 1 Yr | 1 | 210 | 210
RK-WMS-826-T31N-1000 | ) | 826-T31N-1000 | RUCKUS - WatchDog End User Support Renewal, Standalone T310N, 1 Yr | 1 | 210 | 210
RK-WMS-826-T610-1000 | ) | 826-T610-1000 | RUCKUS - End User Support Renewal for Ruckus T610, 1 year | 1 | 280 | 280
RK-WMS-826-T710-1000 | ) | 826-T710-1000 | RUCKUS - End User Support Renewal for Ruckus T710 & T710-S, 1 year | 1 | 420 | 420
RK-WMS-826-7782-1000 | ) | 826-7782-1000 | RUCKUS - End User Support Renewal for Ruckus 7782, 7782-N, 7782-S, 7782-E, 1 Year | 1 | 419.86 | 419.86
RK-WMS-826-7762-1000 | ) | 826-7762-1000 | RUCKUS - End User Support Renewal for Ruckus 7762, 7762-S, 7762-T, 1 Year | 1 | 279.86 | 279.86
RK-WMS-826-7762-1100 | ) | 826-7762-1100 | RUCKUS - End User Support Renewal for Ruckus 7762-AC,7762-S-AC, 1 Year | 1 | 349.86 | 349.86
RK-WMS-826-P300-1100 | ) | 826-P300-1100 | RUCKUS - End User Support Renewal for Ruckus P300 (pair), 1 Year | 1 | 336 | 336
RK-WMS-826-P300-1000 | ) | 826-P300-1000 | RUCKUS - End User Support Renewal for Ruckus P300 (single), 1 Year | 1 | 168 | 168
RK-WMS-826-T300-1000 | ) | 826-T300-1000 | RUCKUS - End User Support Renewal for Ruckus T300 & T300e, 1 Year | 1 | 182 | 182
RK-WMS-826-T301-1000 | ) | 826-T301-1000 | RUCKUS - End User Support Renewal for Ruckus T301n & T301s, 1 Year | 1 | 210 | 210
RK-WMS-826-7731-1100 | ) | 826-7731-1100 | RUCKUS - End User Support Renewal for Ruckus 7731 (pair), including bundles with antennas, 1 Year | 1 | 335.72 | 335.72
RK-WMS-826-7731-1000 | ) | 826-7731-1000 | RUCKUS - End User Support Renewal for Ruckus 7731 (single), 1 Year | 1 | 167.86 | 167.86
WatchDog Advanced Hardware Replacement
RK-WMS-823-R320-1000 | ) | 823-R320-1000 | RUCKUS - Advance Replacement Renewal, R320, 1 Yr | 1 | 24 | 24
RK-WMS-823-RU32-1000 | ) | 823-RU32-1000 | RUCKUS - Advance Replacement Renewal, Unleashed R320, 1 Yr | 1 | 24 | 24
RK-WMS-823-R730-1000 | ) | 823-R730-1000 | RUCKUS - WatchDog Advance Replacement Renewal R730, 1 Yr | 1 | 108 | 108
RK-WMS-823-I100-1000 | ) | 823-I100-1000 | RUCKUS - WatchDog Advance Replacement Renewal I10 IoT Dongle, 1 Yr | 1 | 9 | 9
RK-WMS-823-M510-1000 | ) | 823-M510-1000 | RUCKUS - Advance Replacement Renewal, M510, 1 Yr | 1 | 66 | 66
RK-WMS-823-M510-1000 | ) | 823-M510-1000 | RUCKUS - Advance Replacement Renewal, Unleashed M510, 1 Yr | 1 | 66 | 66
RK-WMS-823-EU51-1000 | ) | 823-EU51-1000 | RUCKUS - WatchDog Advance Replacement, Unleashed E510, 1 Yr | 1 | 78 | 78
RK-WMS-823-CU11-1000 | ) | 823-CU11-1000 | RUCKUS - WatchDog Advance Replacement, Unleashed C110, 1 Yr | 1 | 36 | 36
RK-WMS-823-TU3C-1020 | ) | 823-TU3C-1020 | RUCKUS - WatchDog Advance Replacement, Unleashed T310c, 1 Yr | 1 | 66 | 66
RK-WMS-823-TU3D-1040 | ) | 823-TU3D-1040 | RUCKUS - WatchDog Advance Replacement, Unleashed T310d, 1 Yr | 1 | 78 | 78
RK-WMS-823-TU3S-1051 | ) | 823-TU3S-1051 | RUCKUS - WatchDog Advance Replacement, Unleashed T310s, 1 Yr | 1 | 90 | 90
RK-WMS-823-TU3N-1061 | ) | 823-TU3N-1061 | RUCKUS - WatchDog Advance Replacement, Unleashed T310n, 1 Yr | 1 | 90 | 90
RK-WMS-823-E510-1000 | ) | 823-E510-1000 | RUCKUS - WatchDog Advance Replacement Renewal, E510, 1 Yr | 1 | 96 | 96
RK-WMS-823-T31C-1000 | ) | 823-T31C-1000 | RUCKUS - WatchDog Advance Replacement Renewal, T310C, 1 Yr | 1 | 66 | 66
RK-WMS-823-T31D-1000 | ) | 823-T31D-1000 | RUCKUS - WatchDog Advance Replacement Renewal, T310D, 1 Yr | 1 | 78 | 78
RK-WMS-823-T31S-1000 | ) | 823-T31S-1000 | RUCKUS - WatchDog Advance Replacement Renewal, T310S, 1 Yr | 1 | 90 | 90
RK-WMS-823-T31N-1000 | ) | 823-T31N-1000 | RUCKUS - WatchDog Advance Replacement Renewal, T310N, 1 Yr | 1 | 90 | 90
RK-WMS-823-RU72-1000 | ) | 823-RU72-1000 | RUCKUS - WatchDog Advance Replacement Renewal, Unleashed R720, 1 Yr | 1 | 78 | 78
RK-WMS-823-HU32-1000 | ) | 823-HU32-1000 | RUCKUS - WatchDog Advance Replacement Renewal, Unleashed H320, 1 Yr | 1 | 18 | 18
RK-WMS-823-TU61-1000 | ) | 823-TU61-1000 | RUCKUS - WatchDog Advance Replacement Renewal, Unleashed T610, 1 Yr | 1 | 120 | 120
RK-WMS-823-TU61-1051 | ) | 823-TU61-1051 | RUCKUS - WatchDog Advance Replacement Renewal, Unleashed T610-xx51, 1 Yr | 1 | 120 | 120
RK-WMS-823-H320-1000 | ) | 823-H320-1000 | RUCKUS - WatchDog Advance Replacement Renewal, H320, 1 Yr | 1 | 18 | 18
RK-WMS-823-RU61-1000 | ) | 823-RU61-1000 | RUCKUS - Advance Replacement Renewal, Unleashed R610, 1 Yr | 1 | 54 | 54
RK-WMS-823-R720-1000 | ) | 823-R720-1000 | RUCKUS - WatchDog Advanced Hardware Replacement Renewal for Ruckus R720, 1 year | 1 | 78 | 78
RK-WMS-823-RU31-1000 | ) | 823-RU31-1000 | RUCKUS - Advance HW Replacement Renewal for Unleashed R310, 1 Y | 1 | 30 | 30
RK-WMS-823-RU51-1000 | ) | 823-RU51-1000 | RUCKUS - Advance HW Replacement Renewal for Unleashed R510, 1 Year | 1 | 41 | 41
RK-WMS-823-HU51-1000 | ) | 823-HU51-1000 | RUCKUS - Advance HW Replacement Renewal for Unleashed H510, 1 Year | 1 | 24 | 24
RK-WMS-823-T610-1000 | ) | 823-T610-1000 | RUCKUS - WatchDog Advanced Hardware Replacement Renewal T610, 1 year | 1 | 120 | 120
RK-WMS-823-C110-1000 | ) | 823-C110-1000 | RUCKUS - Advanced Hardware Replacement for C110 | 1 | 36 | 36
RK-WMS-823-R610-1000 | ) | 823-R610-1000 | RUCKUS - WatchDog Advanced Hardware Replacement for Ruckus R610, 1 year | 1 | 54 | 54
RK-WMS-823-RU71-1000 | ) | 823-RU71-1000 | RUCKUS - Advance HW Replacement Renewal for 9U1-R710, 1 Yr | 1 | 78 | 78
RK-WMS-823-TU71-1000 | ) | 823-TU71-1000 | RUCKUS - Advance HW Replacement Renewal for 9U1-T710, 1 Yr | 1 | 180 | 180
RK-WMS-823-H510-1000 | ) | 823-H510-1000 | RUCKUS - WatchDog Advanced Hardware Replacement Renewal for Ruckus H510, 1 year | 1 | 24 | 24
RK-WMS-823-R510-1000 | ) | 823-R510-1000 | RUCKUS - WatchDog Advanced Hardware Replacement Renewal for Ruckus R510, 1 year | 1 | 41 | 41
RK-WMS-823-T710-1000 | ) | 823-T710-1000 | RUCKUS - WatchDog Advanced Hardware Replacement Renewal T710 & T710-S, 1 year | 1 | 180 | 180
RK-WMS-823-R310-1000 | ) | 823-R310-1000 | RUCKUS - WatchDog Advanced Hardware Replacement Renewal for Ruckus R310, 1 year | 1 | 30 | 30
RK-WMS-823-7321-1000 | ) | 823-7321-1000 | RUCKUS - WatchDog Advanced Hardware Replacement Renewal for Ruckus 7321, 1 year | 1 | 20.94 | 20.94
RK-WMS-823-R300-1000 | ) | 823-R300-1000 | RUCKUS - WatchDog Advanced Hardware Replacement Renewal for Ruckus R300, 1 year | 1 | 23.7 | 23.7
RK-WMS-823-RU50-1000 | ) | 823-RU50-1000 | RUCKUS - Advance HW Replacement Renewal for Unleashed R500, 1Y | 1 | 39 | 39
RK-WMS-823-RU60-1000 | ) | 823-RU60-1000 | RUCKUS - Advance HW Replacement Renewal for Unleashed R600 Access Points, 1Y | 1 | 48 | 48
RK-WMS-823-7352-1000 | ) | 823-7352-1000 | RUCKUS - WatchDog Advanced Hardware Replacement Renewal for Ruckus 7352, 1 year | 1 | 26.94 | 26.94
RK-WMS-823-7372-1000 | ) | 823-7372-1000 | RUCKUS - WatchDog Advanced Hardware Replacement Renewal for Ruckus 7372, 7372-E, 1 year | 1 | 38.94 | 38.94
RK-WMS-823-R700-1000 | ) | 823-R700-1000 | RUCKUS - WatchDog Advanced Hardware Replacement Renewal for Ruckus R700, 1 year | 1 | 60 | 60
RK-WMS-823-R710-1000 | ) | 823-R710-1000 | RUCKUS - WatchDog Advanced Hardware Replacement Renewal for Ruckus R710, 1 year | 1 | 78 | 78
RK-WMS-823-7982-1000 | ) | 823-7982-1000 | RUCKUS - WatchDog Advanced Hardware Replacement Renewal for Ruckus 7982, 1 year | 1 | 60 | 60
RK-WMS-823-T300-1000 | ) | 823-T300-1000 | RUCKUS - WatchDog Advanced Hardware Replacement Renewal for Ruckus T300 & T300e, 1 year | 1 | 78 | 78
RK-WMS-823-T301-1000 | ) | 823-T301-1000 | RUCKUS - WatchDog Advanced Hardware Replacement Renewal for Ruckus T301n & T301s, 1 year | 1 | 90 | 90
RK-WMS-823-7782-1000 | ) | 823-7782-1000 | RUCKUS - WatchDog Advanced Hardware Replacement Renewal for Ruckus 7782, 7782-N, 7782-S, 7782-E 1 year | 1 | 179.94 | 179.94
RK-WMS-823-7762-1000 | ) | 823-7762-1000 | RUCKUS - WatchDog Advanced Hardware Replacement Renewal for Ruckus 7762, 7762-S, 7762-T, 1 year | 1 | 119.94 | 119.94
RK-WMS-823-7762-1100 | ) | 823-7762-1100 | RUCKUS - WatchDog Advanced Hardware Replacement Renewal for Ruckus 7762-AC,7762-S-AC, 1 year | 1 | 149.94 | 149.94
RK-WMS-823-P300-1100 | ) | 823-P300-1100 | RUCKUS - WatchDog Advanced Hardware Replacement Renewal for Ruckus P300 (pair), 1 year | 1 | 144 | 144
RK-WMS-823-P300-1000 | ) | 823-P300-1000 | RUCKUS - WatchDog Advanced Hardware Replacement Renewal for Ruckus P300 (single), 1 year | 1 | 72 | 72
RK-WMS-823-TU30-1000 | ) | 823-TU30-1000 | RUCKUS - Advance HW Replacement Renewal for T300-xx01 | 1 | 78 | 78
RK-WMS-823-TU30-1081 | ) | 823-TU30-1081 | RUCKUS - Advance HW Replacement Renewal for T300-xx81 | 1 | 84 | 84
RK-WMS-823-TU31-1000 | ) | 823-TU31-1000 | RUCKUS - Advance HW Replacement Renewal for Unleashed T301 Access Points | 1 | 90 | 90
RK-WMS-823-R500-1000 | ) | 823-R500-1000 | RUCKUS - WatchDog Advanced Hardware Replacement Renewal for Ruckus R500, 1 year | 1 | 39 | 39
RK-WMS-823-R600-1000 | ) | 823-R600-1000 | RUCKUS - WatchDog Advanced Hardware Replacement Renewal for Ruckus R600, 1 year | 1 | 48 | 48
RK-WMS-823-7731-1100 | ) | 823-7731-1100 | RUCKUS - WatchDog Advanced Hardware Replacement Renewal Ruckus 7731 pair, incl. bundles w/ antennas, 1 year | 1 | 143.88 | 143.88
RK-WMS-823-7731-1000 | ) | 823-7731-1000 | RUCKUS - WatchDog Advanced Hardware Replacement Renewal for Ruckus 7731 (single), 1 year | 1 | 71.94 | 71.94
RK-WMS-823-H500-1000 | ) | 823-H500-1000 | RUCKUS - WatchDog Advanced Hardware Replacement Renewal for Ruckus H500, 1 year | 1 | 22 | 22
RK-WMS-823-7055-1000 | ) | 823-7055-1000 | RUCKUS - WatchDog Advanced Hardware Replacement Renewal for Ruckus 7055, 1 year | 1 | 22.14 | 22.14
RK-WMS-823-7441-1000 | ) | 823-7441-1000 | RUCKUS - WatchDog Advanced Hardware Replacement Renewal for Ruckus 7441, 1 year | 1 | 41.94 | 41.94
RK-WMS-823-A113-1000 | ) | 823-A113-1000 | RUCKUS - WatchDog Advanced Hardware Replacement Renewal for Media Converter of Fiber Node Accessory, 1 year | 1 | 79.92 | 79.92
RK-WMS-148,8 | ) | 823-H510-1000-B10 | RUCKUS - WatchDog Advance Replacement Renewal for Bulkpack (x10) Ruckus H510, 1 year | 1 | 240 | 240
RK-WMS-111,6 | ) | 823-H320-1000-B10 | RUCKUS - WatchDog Advance Replacement Renewal, Bulkpack (x10) H320, 1 Yr | 1 | 180 | 180
RK-WMS-823-R750-1000 | ) | 823-R750-1000 | RUCKUS - Advance Replacement, R750, 1 Yr | 1 | 84 | 84
FlexMaster Support
SmartCell Insight (SCI) Support
RK-WMS-821-SCIL-1L00 | ) | 821-SCIL-1L00 | RUCKUS - End User WatchDog Support Renewal for SmartCell Insight, Single AP License, 1 Year for SCI 1.x | 1 | 3 | 3
RK-WMS-S21-SCIP-1000 | ) | S21-SCIP-1000 | RUCKUS - End User WatchDog Support Renewal for SCI, 1-year | 1 | 199 | 199
RK-WMS-S21-0001-1LSC | ) | S21-0001-1LSC | RUCKUS - End User WatchDog Support Renewal for SCI Analytics, Device (AP/Switch) License, 1-year | 1 | 3 | 3
Virtual SPoT (vSPoT) Support
RK-WMS-S21-VSPT-1000 | ) | S21-VSPT-1000 | RUCKUS - End User WatchDog Support Renewal for vSPoT, 1 Year | 1 | 199 | 199
RK-WMS-S21-0001-1LSP | ) | S21-0001-1LSP | RUCKUS - End User WatchDog Support Renewal for vSPoT AP License, 1 Year | 1 | 20 | 20
Ruckus Network Director Support
RK-WMS-S21-VRND-1LND | ) | S21-VRND-1LND | RUCKUS - WatchDog End User Support Renewal, Virtual Ruckus Network Director | 1 | 20 | 20
Support Reinstatement SKUs
RK-WMS-809-REIN-ZD1K | ) | 809-REIN-ZD1K | RUCKUS - Support Reinstatement fee for ZD 1K Controller | 1 | 410 | 410
RK-WMS-809-REIN-ZD3K | ) | 809-REIN-ZD3K | RUCKUS - Support Reinstatement fee for ZD 3K Controller | 1 | 2625 | 2625
RK-WMS-809-REIN-ZD5K | ) | 809-REIN-ZD5K | RUCKUS - Support Reinstatement fee for ZD 5K Controller | 1 | 12250 | 12250
RK-WMS-809-REIN-LIZD | ) | 809-REIN-LIZD | RUCKUS - Support Reinstatement fee per ZD AP License | 1 | €60 per license | #VALUE!
RK-WMS-809-REIN-APIN | ) | 809-REIN-APIN | RUCKUS - Support Reinstatement fee for Standalone Indoor AP | 1 | 165 | 165
RK-WMS-809-REIN-APOD | ) | 809-REIN-APOD | RUCKUS - Support Reinstatement fee for Standalone Outdoor AP | 1 | 550 | 550
RK-WMS-809-REIN-S104 | ) | 809-REIN-S104 | RUCKUS - Support Reinstatement fee for SZ104 Controller | 1 | 1750 | 1750
RK-WMS-809-REIN-S124 | ) | 809-REIN-S124 | RUCKUS - Support Reinstatement fee for SZ124 Controller | 1 | 3500 | 3500
RK-WMS-809-REIN-SCGW | ) | 809-REIN-SCGW | RUCKUS - Support Reinstatement fee for SCG Controller | 1 | 33250 | 33250
RK-WMS-809-REIN-VSCG | ) | 809-REIN-VSCG | RUCKUS - Support Reinstatement fee for vSCG Controller | 1 | 350 | 350
RK-WMS-809-REIN-SZLI | ) | 809-REIN-SZLI | RUCKUS - Support Reinstatement fee for SZ AP License | 1 | 40 | 40
Support Associate for SZ Data Plane appliance
RK-WMS-S22-D104-1000 | ) | S22-D104-1000 | RUCKUS - Associate Partner Support Renewal, Smart Zone 100 Data Plane, 1 Yr | 1 | 999 | 999
RK-WMS-S22-D124-1000 | ) | S22-D124-1000 | RUCKUS - Associate Partner Support Renewal, Smart Zone 100 Data Plane, 1 Yr | 1 | 1999 | 1999
Support Associate for Ruckus IoT Controller
RK-WMS-S22-INT1-1L00 | ) | S22-INT1-1L00 | RUCKUS - Associate Partner Support Renewal, vRIoT module, 1 Yr | 1 | 199 | 199
RK-WMS-S22-IAP1-1L00 | ) | S22-IAP1-1L00 | RUCKUS - Associate Partner Support Renewal, AP Mgt License, 1 Yr | 1 | 12 | 12
Support Associate for Unleashed Multi-Site Manager
RK-WMS-S22-0001-1LUM | ) | S22-0001-1LUM | RUCKUS - Associate Partner Support Renewal, Unleashed Multisite Manager AP License, 1 Yr | 1 | 12 | 12
RK-WMS-S22-UMM1-1L00 | ) | S22-UMM1-1L00 | RUCKUS - Associate Partner Support Renewal, Unleashed Multisite Manager, 1 Yr | 1 | 199 | 199
Support Associate for ZoneDirector 1000, 1100, 1200 and License Upgrades
RK-WMS-822-1205-1000 | ) | 822-1205-1000 | RUCKUS - Associate Partner Support Renewal, ZoneDirector 1205, 1 Yr | 1 | 219 | 219
RK-WMS-822-1201-1L00 | ) | 822-1201-1L00 | RUCKUS - Associate Partner Support Renewal, ZoneDirector ONE AP Upgrade, 1 Yr | 1 | 30 | 30
RK-WMS-822-1006-1L00 | ) | 822-1006-1L00 | RUCKUS - Associate Partner Support Renewal for ZoneDirector 1112, 6 AP License Upgrade, 1 Year | 1 | 160 | 160
RK-WMS-822-1013-1L00 | ) | 822-1013-1L00 | RUCKUS - Associate Partner Support Renewal for ZoneDirector 1125, 13 AP License Upgrade, 1 Year | 1 | 400 | 400
RK-WMS-822-1019-1L00 | ) | 822-1019-1L00 | RUCKUS - Associate Partner Support Renewal for ZoneDirector License Upgrade from 1106 to 1125, 1 Year | 1 | 560 | 560
RK-WMS-822-1025-1L00 | ) | 822-1025-1L00 | RUCKUS - Associate Partner Support Renewal for ZoneDirector 1150, 25 AP License Upgrade, 1 Year | 1 | 600 | 600
RK-WMS-822-1038-1L00 | ) | 822-1038-1L00 | RUCKUS - Associate Partner Support Renewal for ZoneDirector License Upgrade from 1112 to 1150, 1 Year | 1 | 1000 | 1000
RK-WMS-822-1044-1L00 | ) | 822-1044-1L00 | RUCKUS - Associate Partner Support Renewal for ZoneDirector License Upgrade from 1106 to 1150, 1 Year | 1 | 1160 | 1160
RK-WMS-822-1106-1000 | ) | 822-1106-1000 | RUCKUS - Associate Partner Support Renewal for ZoneDirector 1106, 1 Year | 1 | 240 | 240
RK-WMS-822-1112-1000 | ) | 822-1112-1000 | RUCKUS - Associate Partner Support Renewal for ZoneDirector 1112, 1 Year | 1 | 400 | 400
RK-WMS-822-1125-1000 | ) | 822-1125-1000 | RUCKUS - Associate Partner Support Renewal for ZoneDirector 1125, 1 Year | 1 | 800 | 800
RK-WMS-822-1150-1000 | ) | 822-1150-1000 | RUCKUS - Associate Partner Support Renewal for ZoneDirector 1150, 1 Year | 1 | 1400 | 1400
Support Associate for ZoneDirector 3000 and License Upgrades
RK-WMS-822-3025-1000 | ) | 822-3025-1000 | RUCKUS - Associate Partner Support Renewal, ZoneDirector 3025, 1 Yr | 1 | 1200 | 1200
RK-WMS-822-3050-1000 | ) | 822-3050-1000 | RUCKUS - Associate Partner Support Renewal, ZoneDirector 3050, 1 Yr | 1 | 1800 | 1800
RK-WMS-822-3025-1L00 | ) | 822-3025-1L00 | RUCKUS - Associate Partner Support Renewal, ZoneDirector 3000, 25 AP License Upgrade, 1 Yr | 1 | 600 | 600
RK-WMS-822-3050-1L00 | ) | 822-3050-1L00 | RUCKUS - Associate Partner Support Renewal, ZoneDirector 3000, 50 AP License Upgrade, 1 Yr | 1 | 1000 | 1000
RK-WMS-822-3100-1L00 | ) | 822-3100-1L00 | RUCKUS - Associate Partner Support Renewal, ZoneDirector 3000, 100 AP License Upgrade, 1 Yr | 1 | 2000 | 2000
RK-WMS-822-3150-1L00 | ) | 822-3150-1L00 | RUCKUS - Associate Partner Support Renewal, ZoneDirector 3000 150 AP License Upgrade, 1 Yr | 1 | 3000 | 3000
RK-WMS-822-3200-1L00 | ) | 822-3200-1L00 | RUCKUS - Associate Partner Support Renewal, ZoneDirector 3000 200 AP License Upgrade, 1 Yr | 1 | 4000 | 4000
RK-WMS-822-3250-1L00 | ) | 822-3250-1L00 | RUCKUS - Associate Partner Support Renewal, ZoneDirector 3000 250 AP License Upgrade, 1 Yr | 1 | 5000 | 5000
RK-WMS-822-3300-1L00 | ) | 822-3300-1L00 | RUCKUS - Associate Partner Support Renewal, ZoneDirector 3000 300 AP License Upgrade, 1 Yr | 1 | 6000 | 6000
RK-WMS-822-3350-1L00 | ) | 822-3350-1L00 | RUCKUS - Associate Partner Support Renewal, ZoneDirector 3000 350 AP License Upgrade, 1 Yr | 1 | 7000 | 7000
RK-WMS-822-3400-1L00 | ) | 822-3400-1L00 | RUCKUS - Associate Partner Support Renewal, ZoneDirector 3000 400 AP License Upgrade, 1 Yr | 1 | 8000 | 8000
RK-WMS-822-3450-1L00 | ) | 822-3450-1L00 | RUCKUS - Associate Partner Support Renewal, ZoneDirector 3000 450 AP License Upgrade, 1 Yr | 1 | 9000 | 9000
Support Associate for ZoneDirector 5000 and License Upgrades
RK-WMS-822-5100-1000 | ) | 822-5100-1000 | RUCKUS - Associate Partner Support Renewal, ZoneDirector 5000, 100 APs, 1 Yr | 1 | 7000 | 7000
RK-WMS-822-5050-1L00 | ) | 822-5050-1L00 | RUCKUS - Associate Partner Support Renewal, ZoneDirector 5000, 50 AP License Upgrade, 1 Yr | 1 | 1000 | 1000
RK-WMS-822-5100-1L00 | ) | 822-5100-1L00 | RUCKUS - Associate Partner Support Renewal, ZoneDirector 5000, 100 AP License Upgrade, 1 Yr | 1 | 2000 | 2000
RK-WMS-822-5150-1L00 | ) | 822-5150-1L00 | RUCKUS - Associate Partner Support Renewal, ZoneDirector 5000, 150 AP License Upgrade, 1 Yr | 1 | 3000 | 3000
RK-WMS-822-5200-1L00 | ) | 822-5200-1L00 | RUCKUS - Associate Partner Support Renewal, ZoneDirector 5000, 200 AP License Upgrade, 1 Yr | 1 | 4000 | 4000
RK-WMS-822-5250-1L00 | ) | 822-5250-1L00 | RUCKUS - Associate Partner Support Renewal, ZoneDirector 5000, 250 AP License Upgrade, 1 Yr | 1 | 5000 | 5000
RK-WMS-822-5300-1L00 | ) | 822-5300-1L00 | RUCKUS - Associate Partner Support Renewal, ZoneDirector 5000, 300 AP License Upgrade, 1 Yr | 1 | 6000 | 6000
RK-WMS-822-5350-1L00 | ) | 822-5350-1L00 | RUCKUS - Associate Partner Support Renewal, ZoneDirector 5000, 350 AP License Upgrade, 1 Yr | 1 | 7000 | 7000
RK-WMS-822-5400-1L00 | ) | 822-5400-1L00 | RUCKUS - Associate Partner Support Renewal, ZoneDirector 5000, 400 AP License Upgrade, 1 Yr | 1 | 8000 | 8000
RK-WMS-822-5450-1L00 | ) | 822-5450-1L00 | RUCKUS - Associate Partner Support Renewal, ZoneDirector 5000, 450 AP License Upgrade, 1 Yr | 1 | 9000 | 9000
RK-WMS-822-5500-1L00 | ) | 822-5500-1L00 | RUCKUS - Associate Partner Support Renewal, ZoneDirector 5000, 500 AP License Upgrade, 1 Yr | 1 | 10000 | 10000
RK-WMS-822-5550-1L00 | ) | 822-5550-1L00 | RUCKUS - Associate Partner Support Renewal, ZoneDirector 5000, 550 AP License Upgrade, 1 Yr | 1 | 11000 | 11000
RK-WMS-822-5600-1L00 | ) | 822-5600-1L00 | RUCKUS - Associate Partner Support Renewal, ZoneDirector 5000, 600 AP License Upgrade, 1 Yr | 1 | 12000 | 12000
RK-WMS-822-5650-1L00 | ) | 822-5650-1L00 | RUCKUS - Associate Partner Support Renewal, ZoneDirector 5000, 650 AP License Upgrade, 1 Yr | 1 | 13000 | 13000
RK-WMS-822-5700-1L00 | ) | 822-5700-1L00 | RUCKUS - Associate Partner Support Renewal, ZoneDirector 5000, 700 AP License Upgrade, 1 Yr | 1 | 14000 | 14000
RK-WMS-822-5750-1L00 | ) | 822-5750-1L00 | RUCKUS - Associate Partner Support Renewal, ZoneDirector 5000, 750 AP License Upgrade, 1 Yr | 1 | 15000 | 15000
RK-WMS-822-5800-1L00 | ) | 822-5800-1L00 | RUCKUS - Associate Partner Support Renewal, ZoneDirector 5000, 800 AP License Upgrade, 1 Yr | 1 | 16000 | 16000
RK-WMS-822-5850-1L00 | ) | 822-5850-1L00 | RUCKUS - Associate Partner Support Renewal, ZoneDirector 5000, 850 AP License Upgrade, 1 Yr | 1 | 17000 | 17000
RK-WMS-822-5900-1L00 | ) | 822-5900-1L00 | RUCKUS - Associate Partner Support Renewal, ZoneDirector 5000, 900 AP License Upgrade, 1 Yr | 1 | 18000 | 18000
Support Associate for Virtual SmartZone
RK-WMS-S22-VSCG-1L00 | ) | S22-VSCG-1L00 | RUCKUS - Associate Partner Support Renewal, VSZ-RTU, 1 Yr | 1 | 199 | 199
RK-WMS-S22-VSCG-3L00 | ) | S22-VSCG-3L00 | RUCKUS - Associate Partner Support Renewal, VSZ-RTU, 3 Yr | 1 | 428 | 428
RK-WMS-S22-VSCG-1LHA | ) | S22-VSCG-1LHA | RUCKUS - Associate Partner Support, VSCG HA Renew, 1 Yr | 1 | 60 | 60
Support Associate for Virtual SmartZone and SmartZone License Upgrades
RK-WMS-S22-0001-1LSG | ) | S22-0001-1LSG | RUCKUS - Associate Partner Support Renewal, Per SZ/vSZ AP, 1 Yr | 1 | 20 | 20
RK-WMS-S22-0001-3LSG | ) | S22-0001-3LSG | RUCKUS - Associate Partner Support Renewal, Per SZ/vSZ AP, 3 Yr | 1 | 20 | 20
RK-WMS-S22-0001-1LHA | ) | S22-0001-1LHA | RUCKUS - WatchDog Support Renewal, SZ High Avail AP License, 1 Yr | 1 | 6 | 6
Support Associate for SmartZone 100
RK-WMS-S22-S104-1000 | ) | S22-S104-1000 | RUCKUS - Associate Partner Support Renewal, SmartZone 100 with 4 GigE ports, 1 Yr | 1 | 999 | 999
RK-WMS-S22-S124-1000 | ) | S22-S124-1000 | RUCKUS - Associate Partner Support Renewal, SmartZone 100 with 2x10GigE and 4 GigE ports, 1 Yr | 1 | 1999 | 1999
Carrier Product Support - Support Associate for SmartZone 300
RK-WMS-S22-S300-1012 | ) | S22-S300-1012 | RUCKUS - Associate Partner Support, SmartZone 300 (SZ300) with redundant AC power, 1 year, Smart Licensing | 1 | 19000 | 19000
RK-WMS-S22-S300-1002 | ) | S22-S300-1002 | RUCKUS - Associate Partner Support Renewal, SmartZone 300 (SZ300) with redundant DC power, 1 year, Smart Licensing | 1 | 19000 | 19000
RK-WMS-S22-S300-1LHA | ) | S22-S300-1LHA | RUCKUS - Associate Partner Support, SZ300 HA Renew, 1 Yr | 1 | 5700 | 5700
Carrier Product Support - Support Associate for SmartCell Gateway 200 & Licenses
RK-WMS-822-S20J-0012 | ) | 822-S20J-0012 | RUCKUS - Associate Partner Support Renewal, SmartCell Gateway 200 (SCG-200) with redundant AC power, 1 year | 1 | 19000 | 19000
RK-WMS-822-S20J-0002 | ) | 822-S20J-0002 | RUCKUS - Associate Partner Support Renewal, SmartCell Gateway 200 (SCG-200) with redundant DC power, 1 year | 1 | 19000 | 19000
RK-WMS-S22-S20J-1012 | ) | S22-S20J-1012 | RUCKUS - Associate Partner Support Renewal, SmartCell Gateway 200 (SCG-200) with redundant AC power, 1 year, Smart Licensing | 1 | 19000 | 19000
RK-WMS-S22-S20J-1002 | ) | S22-S20J-1002 | RUCKUS - Associate Partner Support Renewal, SmartCell Gateway 200 (SCG-200) with redundant DC power, 1 year, Smart Licensing | 1 | 19000 | 19000
RK-WMS-822-0100-1SG0 | ) | 822-0100-1SG0 | RUCKUS - Associate Partner Support Renewal, SCG License supporting 100 Ruckus Access Points, 1 year | 1 | 2000 | 2000
RK-WMS-822-0500-1SG0 | ) | 822-0500-1SG0 | RUCKUS - Associate Partner Support Renewal, SCG License supporting 500 Ruckus Access Points, 1 year | 1 | 10000 | 10000
RK-WMS-822-1000-1SG0 | ) | 822-1000-1SG0 | RUCKUS - Associate Partner Support Renewal, SCG License supporting 1,000 Ruckus Access Points, 1 year | 1 | 20000 | 20000
RK-WMS-822-5000-1SG0 | ) | 822-5000-1SG0 | RUCKUS - Associate Partner Support Renewal, SCG License supporting 5,000 Ruckus Access Points, 1 year | 1 | 100000 | 100000
RK-WMS-822-010K-1SG0 | ) | 822-010K-1SG0 | RUCKUS - Associate Partner Support Renewal, SCG License supporting 10,000 Ruckus Access Points, 1 year | 1 | 200000 | 200000
RK-WMS-822-0001-RMAP | ) | 822-0001-RMAP | RUCKUS - Associate Partner Support Renewal, SCG RMAP Gateway License, 1 year | 1 | 32000 | 32000
RK-WMS-822-010K-RWAG | ) | 822-010K-RWAG | RUCKUS - Associate Partner Support Renewal, SCG RWAG License for 10k subs, 1 year | 1 | 3000 | 3000
RK-WMS-822-010K-RMNO | ) | 822-010K-RMNO | RUCKUS - Associate Partner Support Renewal, SCG RMNO License for 10k subs, 1 year | 1 | 5000 | 5000
RK-WMS-822-0100-RXGW | ) | 822-0100-RXGW | RUCKUS - Associate Partner Support Renewal, SCG RXGW License for 100 APs, 1 year | 1 | 200 | 200
RK-WMS-S22-RWAG-1L00 | ) | S22-RWAG-1L00 | RUCKUS - Associate Partner Support Renewal, SCG RWAG Gateway License, 1 year, with minimum order of 10. Smart Licensing | 1 | 300 | 300
RK-WMS-S22-RMNO-1L00 | ) | S22-RMNO-1L00 | RUCKUS - Associate Partner Support Renewal, SCG RMNO License for 10k subs, 1 year, with minimum order of 10. Smart Licensing | 1 | 500 | 500
RK-WMS-S22-RMAP-1L00 | ) | S22-RMAP-1L00 | RUCKUS - Associate Partner Support Renewal, SCG RMAP Gateway License, 1 year. Smart Licensing. | 1 | 32000 | 32000
Support Associate for Virtual Data Plane (Orderable with SZ 3.2 and above software releases)
RK-WMS-S22-VSZD-1L00 | ) | S22-VSZD-1L00 | RUCKUS - Associate Partner Support Renewal, vSZD-RTU, 1 Gbps Throughput, 1 Yr | 1 | 199 | 199
RK-WMS-S22-VSZD-1LBW | ) | S22-VSZD-1LBW | RUCKUS - Associate Partner Support Renewal, vSZD-RTU, 10 Gbps throughput, 1 Yr | 1 | 1999 | 1999
RK-WMS-S22-VSZD-1LUL | ) | S22-VSZD-1LUL | RUCKUS - Associate Partner Support Renewal, vSZD-RTU, no throughput cap, 1 Yr | 1 | 3999 | 3999
Support Associate for Virtual Data Plane additional features (Orderable with SZ 3.5 and above software releases)
RK-WMS-S22-VSZD-1LCM | ) | S22-VSZD-1LCM | RUCKUS - Associate Partner Support Renewal, VSZD CALEA Mirroring 1 Yr | 1 | 999 | 999
RK-WMS-S22-VSZD-1LL3 | ) | S22-VSZD-1LL3 | RUCKUS - Associate Partner Support Renewal, VSZD L3 Roaming 1 Yr | 1 | 999 | 999
Support Associate for Virtual Data Plane additional features (Orderable with SZ 3.5.1 and above software releases)
RK-WMS-S22-FXVP-1L00 | ) | S22-FXVP-1L00 | RUCKUS - WatchDog Support Renewal, Flexi VPN, 1 Yr | 1 | 999 | 999
Support Associate for Virtual Data Plane additional features (Orderable with SZ 5.0 and above software releases)
RK-WMS-S22-VSZD-1LNA | ) | S22-VSZD-1LNA | RUCKUS - Associate Partner Support Renewal, NAT Service 1 Yr | 1 | 999 | 999
RK-WMS-S22-VSZD-1LDH | ) | S22-VSZD-1LDH | RUCKUS - Associate Partner Support Renewal, DHCP Server 1 Yr | 1 | 399 | 399
Support Associate for GRE to GW Tunnel Licenses (L09-0001-RXGW)
RK-WMS-S22-0001-1LRX | ) | S22-0001-1LRX | RUCKUS - Associate Partner Support Renewal, GRE to GW Tunnel, 1 Y | 1 | 2 | 2
Support Associate for Indoor Access Points -- not connected to controller
RK-WMS-827-R320-1000 | ) | 827-R320-1000 | RUCKUS - Associate Partner Support Renewal, Standalone R320, 1 Yr | 1 | 39.2 | 39.2
RK-WMS-827-R730-1000 | ) | 827-R730-1000 | RUCKUS - Associate Partner Support, Standalone Renewal, R730, 1 Yr | 1 | 176.4 | 176.4
RK-WMS-827-M510-1000 | ) | 827-M510-1000 | RUCKUS - Associate Partner Support Renewal, Standalone, M510, 1 Yr | 1 | 107.8 | 107.8
RK-WMS-827-H320-1000 | ) | 827-H320-1000 | RUCKUS - Associate Partner Support Renewal, Standalone H320, 1 Yr | 1 | 28 | 28
RK-WMS-827-R720-1000 | ) | 827-R720-1000 | RUCKUS - Associate Partner Support Renewal, Ruckus R720, 1 Yr | 1 | 127.4 | 127.4
RK-WMS-827-C110-1000 | ) | 827-C110-1000 | RUCKUS - Associate Partner Support Renewal, C110 1 Yr | 1 | 58.8 | 58.8
RK-WMS-827-R610-1000 | ) | 827-R610-1000 | RUCKUS - Associate Partner Support Renewal, Ruckus R610, 1 Yr | 1 | 88.2 | 88.2
RK-WMS-827-H510-1000 | ) | 827-H510-1000 | RUCKUS - Associate Partner Support Renewal, Ruckus H510, 1 Yr | 1 | 39.2 | 39.2
RK-WMS-827-R510-1000 | ) | 827-R510-1000 | RUCKUS - Associate Partner Support Renewal, Ruckus R510, 1 Yr | 1 | 66.5 | 66.5
RK-WMS-827-R310-1000 | ) | 827-R310-1000 | RUCKUS - Associate Partner Support Renewal, Ruckus R310, 1 Yr | 1 | 49 | 49
RK-WMS-827-R710-1000 | ) | 827-R710-1000 | RUCKUS - Associate Partner Support Renewal, Ruckus R710, 1 Yr | 1 | 127.4 | 127.4
RK-WMS-254,8 | ) | 827-H510-1000-B10 | RUCKUS - Associate Partner Support Renewal, for Bulkpack (x10) Ruckus H510, 1 Year | 1 | 392 | 392
RK-WMS-182 | ) | 827-H320-1000-B10 | RUCKUS - Associate Partner Support Renewal, Standalone H320 (x10), 1 Yr | 1 | 280 | 280
RK-WMS-827-R750-1000 | ) | 827-R750-1000 | RUCKUS - Associate Partner Support Renewal, Standalone R750, 1 Yr | 1 | 196 | 196
RK-WMS-827-7321-1000 | ) | 827-7321-1000 | RUCKUS - Associate Partner Support Renewal, Ruckus 7321, 1 Yr | 1 | 34.202 | 34.202
RK-WMS-827-R300-1000 | ) | 827-R300-1000 | RUCKUS - Associate Partner Support Renewal, Ruckus R300, 1 Yr | 1 | 38.71 | 38.71
RK-WMS-827-R500-1000 | ) | 827-R500-1000 | RUCKUS - Associate Partner Support Renewal, Ruckus R500, 1 Yr | 1 | 46 | 46
RK-WMS-827-R600-1000 | ) | 827-R600-1000 | RUCKUS - Associate Partner Support Renewal, Ruckus R600, 1 Y4 | 1 | 56 | 56
RK-WMS-827-7352-1000 | ) | 827-7352-1000 | RUCKUS - Associate Partner Support Renewal, Ruckus 7352, 1 Yr | 1 | 44.002 | 44.002
RK-WMS-827-7372-1000 | ) | 827-7372-1000 | RUCKUS - Associate Partner Support Renewal, Ruckus 7372, 7372-E, 1 Yr | 1 | 63.602 | 63.602
RK-WMS-827-R700-1000 | ) | 827-R700-1000 | RUCKUS - Associate Partner Support Renewal, Ruckus R700, 1 Yr | 1 | 98 | 98
RK-WMS-827-7982-1000 | ) | 827-7982-1000 | RUCKUS - Associate Partner Support Renewal, Ruckus 7982, 1 Yr | 1 | 98 | 98
RK-WMS-827-H500-1000 | ) | 827-H500-1000 | RUCKUS - Associate Partner Support Renewal, Ruckus H500, 1 Yr | 1 | 36.4 | 36.4
RK-WMS-827-7055-1000 | ) | 827-7055-1000 | RUCKUS - Associate Partner Support Renewal, Ruckus 7055, 1 Yr | 1 | 36.162 | 36.162
RK-WMS-827-7441-1000 | ) | 827-7441-1000 | RUCKUS - Associate Partner Support Renewal, Ruckus 7441, 1 Yr | 1 | 68.502 | 68.502
Support Associate for Outdoor Access Points -- not connected to controller
RK-WMS-827-E510-1000 | ) | 827-E510-1000 | RUCKUS - Associate Partner Support Renewal, Standalone E510, 1 Yr | 1 | 156.8 | 156.8
RK-WMS-827-T31C-1000 | ) | 827-T31C-1000 | RUCKUS - Associate Partner Support Renewal, Standalone T310C, 1 Yr | 1 | 107.8 | 107.8
RK-WMS-827-T31D-1000 | ) | 827-T31D-1000 | RUCKUS - Associate Partner Support Renewal, Standalone T310D, 1 Yr | 1 | 127.4 | 127.4
RK-WMS-827-T31S-1000 | ) | 827-T31S-1000 | RUCKUS - Associate Partner Support Renewal, Standalone T310S, 1 Yr | 1 | 147 | 147
RK-WMS-827-T31N-1000 | ) | 827-T31N-1000 | RUCKUS - Associate Partner Support Renewal, Standalone T310N, 1 Yr | 1 | 147 | 147
RK-WMS-827-T610-1000 | ) | 827-T610-1000 | RUCKUS - Associate Partner Support Renewal, Ruckus T610, 1 Yr | 1 | 196 | 196
RK-WMS-827-T710-1000 | ) | 827-T710-1000 | RUCKUS - Associate Partner Support Renewal, Ruckus T710 & T710-S, 1 Yr | 1 | 294 | 294
RK-WMS-827-7782-1000 | ) | 827-7782-1000 | RUCKUS - Associate Partner Support Renewal, Ruckus 7782, 7782-N, 7782-S, 7782-E, 1 Yr | 1 | 293.902 | 293.902
RK-WMS-827-7762-1000 | ) | 827-7762-1000 | RUCKUS - Associate Partner Support Renewal, Ruckus 7762, 7762-S, 7762-T, 1 Yr | 1 | 195.902 | 195.902
RK-WMS-827-7762-1100 | ) | 827-7762-1100 | RUCKUS - Associate Partner Support Renewal, Ruckus 7762-AC,7762-S-AC, 1 Yr | 1 | 244.902 | 244.902
RK-WMS-827-P300-1100 | ) | 827-P300-1100 | RUCKUS - Associate Partner Support Renewal, Ruckus P300 (pair), 1 Yr | 1 | 235.2 | 235.2
RK-WMS-827-P300-1000 | ) | 827-P300-1000 | RUCKUS - Associate Partner Support Renewal, Ruckus P300 (single), 1 Yr | 1 | 117.6 | 117.6
RK-WMS-827-T300-1000 | ) | 827-T300-1000 | RUCKUS - Associate Partner Support Renewal, Ruckus T300 & T300e, 1 Yr | 1 | 91 | 91
RK-WMS-827-T301-1000 | ) | 827-T301-1000 | RUCKUS - Associate Partner Support Renewal, Ruckus T301n & T301s, 1 Yr | 1 | 105 | 105
RK-WMS-827-7731-1100 | ) | 827-7731-1100 | RUCKUS - Associate Partner Support Renewal, Ruckus 7731 (pair), including bundles with antennas, 1 Yr | 1 | 235.004 | 235.004
RK-WMS-827-7731-1000 | ) | 827-7731-1000 | RUCKUS - Associate Partner Support Renewal, Ruckus 7731 (single), 1 Yr | 1 | 117.502 | 117.502
Carrier Support - Support Associate for Access Point Hardware
RK-WMS-827-7781-1000 | ) | 827-7781-1000 | RUCKUS - Associate Partner Support Renewal, for ZoneFlex 7781CM, 1 year | 1 | 671.86 | 671.86
RK-WMS-827-T504-1000 | ) | 827-T504-1000 | RUCKUS - Associate Partner Support Renewal, ZoneFlex T504, 1 year | 1 | 490 | 490
RK-WMS-827-T811-1000 | ) | 827-T811-1000 | RUCKUS - Associate Partner Support Renewal, Standalone T811, 1 Yr | 1 | 770 | 770
Support Associate for FlexMaster
RK-WMS-827-0025-1000 | ) | 827-0025-1000 | RUCKUS - Associate Partner Support Renewal, FlexMaster 0025, 1 Yr | 1 | 172 | 172
RK-WMS-827-0100-1000 | ) | 827-0100-1000 | RUCKUS - Associate Partner Support Renewal, FlexMaster 0100, 1 Yr | 1 | 430 | 430
RK-WMS-827-0250-1000 | ) | 827-0250-1000 | RUCKUS - Associate Partner Support Renewal, FlexMaster 0250, 1 Yr | 1 | 602 | 602
RK-WMS-827-0500-1000 | ) | 827-0500-1000 | RUCKUS - Associate Partner Support Renewal, FlexMaster 0500, 1 Yr | 1 | 1204 | 1204
RK-WMS-827-1000-1000 | ) | 827-1000-1000 | RUCKUS - Associate Partner Support Renewal, FlexMaster 1000, 1 Yr | 1 | 2236 | 2236
RK-WMS-827-2500-1000 | ) | 827-2500-1000 | RUCKUS - Associate Partner Support Renewal, FlexMaster 2500, 1 Yr | 1 | 5160 | 5160
RK-WMS-827-5000-1000 | ) | 827-5000-1000 | RUCKUS - Associate Partner Support Renewal, FlexMaster 5000, 1 Yr | 1 | 8600 | 8600
RK-WMS-827-010K-1000 | ) | 827-010K-1000 | RUCKUS - Associate Partner Support Renewal, FlexMaster 10000, 1 Yr | 1 | 14620 | 14620
RK-WMS-827-0100-1L00 | ) | 827-0100-1L00 | RUCKUS - Associate Partner Support Renewal, FlexMaster License Upgrade to 100, 1 Yr | 1 | 309.6 | 309.6
RK-WMS-827-0250-1L00 | ) | 827-0250-1L00 | RUCKUS - Associate Partner Support Renewal, FlexMaster License Upgrade to 250, 1 Yr | 1 | 430 | 430
RK-WMS-827-0500-1L00 | ) | 827-0500-1L00 | RUCKUS - Associate Partner Support Renewal, FlexMaster License Upgrade to 500, 1 Yr | 1 | 688 | 688
RK-WMS-827-1000-1L00 | ) | 827-1000-1L00 | RUCKUS - Associate Partner Support Renewal, FlexMaster License Upgrade to 1000, 1 Yr | 1 | 1204 | 1204
RK-WMS-827-2500-1L00 | ) | 827-2500-1L00 | RUCKUS - Associate Partner Support Renewal, FlexMaster License Upgrade to 2500, 1 Yr | 1 | 3440 | 3440
RK-WMS-827-5000-1L00 | ) | 827-5000-1L00 | RUCKUS - Associate Partner Support Renewal, FlexMaster License Upgrade to 5000, 1 Yr | 1 | 4128 | 4128
RK-WMS-827-010K-1L00 | ) | 827-010K-1L00 | RUCKUS - Associate Partner Support Renewal, FlexMaster License Upgrade to 10000, 1 Yr | 1 | 6880 | 6880
SmartCell Insight (SCI)
RK-WMS-822-SCIL-1L00 | ) | 822-SCIL-1L00 | RUCKUS - Associate Partner Support Renewal, SmartCell Insight, Single AP License, 1 Yr for SCI 1.x | 1 | 3 | 3
RK-WMS-S22-SCIP-1000 | ) | S22-SCIP-1000 | RUCKUS - Associate Partner Support Renewal, SCI, 1 Yr | 1 | 199 | 199
RK-WMS-S22-0001-1LSC | ) | S22-0001-1LSC | RUCKUS - Associate Partner Support Renewal, SCI WiFi Analytics, AP License, 1 Yr | 1 | 3 | 3
Support Associate for Virtual SPoT (vSPoT)
RK-WMS-S22-VSPT-1000 | ) | S22-VSPT-1000 | RUCKUS - Associate Partner Support Renewal, vSPoT, 1 Yr | 1 | 199 | 199
RK-WMS-S22-0001-1LSP | ) | S22-0001-1LSP | RUCKUS - Associate Partner Support Renewal, vSPoT AP License, 1 Yr | 1 | 20 | 20
Support Associate for Ruckus Network Director
RK-WMS-S22-VRND-1LND | ) | S22-VRND-1LND | RUCKUS - Associate Partner Support Renewal, Virtual Ruckus Network Director | 1 | 20 | 20
OPTICS
RK-ACC-4026,9 | ) | E100G-QSFP-ESR4 | RUCKUS - 100GBASE-ESR4 QSFP+ optic (MTP 1x8 or 1x12), for up to 300m over MMF | 1 | 6495 | 6495
RK-ACC-2170 | ) | E100G-QSFP28-SR4 | RUCKUS - 100GBASE-SR4 QSFP28 optic (MTP 1x12), for up to 100 m over MMF | 1 | 3500 | 3500
RK-ACC-10G-SFPP-BXD-S | ) | 10G-SFPP-BXD-S | RUCKUS - 10GE LR SFP+ OPTIC (LC) BIDIRECTIONAL DOWNSTREAM,Standard Temperature | 1 | 3650 | 3650
RK-ACC-10G-SFPP-BXU-S | ) | 10G-SFPP-BXU-S | RUCKUS - 10GE LR SFP+ OPTIC (LC) BIDIRECTIONAL UPSTREAM,Standard Temperature | 1 | 3650 | 3650
RK-ACC-10G-SFPP-ER | ) | 10G-SFPP-ER | RUCKUS - 10GBASE-ER SFP+ optic (LC), for up to 40km over SMF | 1 | 9995 | 9995
RK-ACC-10G-SFPP-ER-2 | ) | 10G-SFPP-ER-2 | RUCKUS - 10GBASE-ER SFP+ optic (LC), for up to 40km over SMF 2-pack | 1 | 15790 | 15790
RK-ACC-10G-SFPP-LR | ) | 10G-SFPP-LR | RUCKUS - 10GBASE-LR, SFP+ optic (LC), for up to 10km over SMF | 1 | 2745 | 2745
RK-ACC-10G-SFPP-LR-8 | ) | 10G-SFPP-LR-8 | RUCKUS - 10GBASE-LR, SFPP SMF (LC), for up to 10km over SMF, 8-pack | 1 | 15160 | 15160
RK-ACC-10G-SFPP-LR-S | ) | 10G-SFPP-LR-S | RUCKUS - 10GBASE-LR, SFPP SMF (LC), for up to 10km over SMF, standard temperature (0°C to 70°C) | 1 | 1895 | 1895
RK-ACC-10G-SFPP-LR-S8 | ) | 10G-SFPP-LR-S8 | RUCKUS - 10GBASE-LR, SFPP SMF (LC), for up to 10km over SMF, standard temperature (0°C to 70°C) 8-pack | 1 | 14402 | 14402
RK-ACC-10G-SFPP-LR-SA | ) | 10G-SFPP-LR-SA | RUCKUS - 10GBASE-LR, SFP+ optic (LC), for up to 10km over SMF, standard temperature (0°C to 70°C), TAA compliant | 1 | 2745 | 2745
RK-ACC-12251,2 | ) | 10G-SFPP-LR-SA8 | RUCKUS - 10GBASE-LR, SFP+ optic (LC), for up to 10km over SMF, -standard temperature (0°C to 70°C), TAA compliant, - 8 pack | 1 | 19760 | 19760
RK-ACC-10G-SFPP-LRM | ) | 10G-SFPP-LRM | RUCKUS - 10GBASE-LRM SFP+ optic (LC), for up to 220m over MMF | 1 | 1495 | 1495
RK-ACC-1112,9 | ) | 10G-SFPP-LRM-1-ADP | RUCKUS - 10GBASE-LRM SFP+ optic (LC), for up to 220m over MMF, w/ 1-LRM Optic, 1-Dual Port Adapter | 1 | 1795 | 1795
RK-ACC-2039,8 | ) | 10G-SFPP-LRM-2-ADP | RUCKUS - 10GBASE-LRM SFP+ Optic (LC), for up to 220m over MMF, w/ 2-LRM Optic, 1-Dual Port Adapter | 1 | 3290 | 3290
RK-ACC-10G-SFPP-LRM-8 | ) | 10G-SFPP-LRM-8 | RUCKUS - 10GBASE-LRM SFP+ optic (LC), for up to 220m over MMF, 8-pack | 1 | 7920 | 7920
RK-ACC-10G-SFPP-SR | ) | 10G-SFPP-SR | RUCKUS - 10GBASE-SR, SFP+ optic (LC), target range 300m over MMF | 1 | 990 | 990
RK-ACC-10G-SFPP-SR-8 | ) | 10G-SFPP-SR-8 | RUCKUS - 10GBASE-SR,SFPP MMF LC CONNECTOR 8-PACK | 1 | 5160 | 5160
RK-ACC-10G-SFPP-SR-S | ) | 10G-SFPP-SR-S | RUCKUS - 10GBASE-SR, SFPP MMF LC connector, standard temperature (0°C to 70°C) | 1 | 645 | 645
RK-ACC-10G-SFPP-SR-S8 | ) | 10G-SFPP-SR-S8 | RUCKUS - 10GBASE-SR, S FPP MMF LC connector, standard temperature (0°C to 70°C), 8-pack | 1 | 4902 | 4902
RK-ACC-10G-SFPP-SR-SA | ) | 10G-SFPP-SR-SA | RUCKUS - 10GBASE-SR, SFP+ optic (LC), target range 300m over MMF, standard temperature (0°C to 70°C),TAA compliant | 1 | 950 | 950
RK-ACC-4240,8 | ) | 10G-SFPP-SR-SA8 | RUCKUS - 10GBASE-SR, SFP+ optic (LC), target range 300m over MMF, standard temperature (0°C to 70°C),TAA compliant, 8 pack | 1 | 6840 | 6840
RK-ACC-93 | ) | 10G-SFPP-TWX-0101 | RUCKUS - 10GbE Direct Attach SFP+ to SFP+ Active copper cable, 1 m | 1 | 150 | 150
RK-ACC-669,6 | ) | 10G-SFPP-TWX-0108 | RUCKUS - 10GbE Direct Attach SFP+ to SFP+ Active copper cable, 1 m, 8-pack | 1 | 1080 | 1080
RK-ACC-130,2 | ) | 10G-SFPP-TWX-0301 | RUCKUS - 10GbE Direct Attach SFP+ to SFP+ Active copper cable, 3 m | 1 | 210 | 210
RK-ACC-937,44 | ) | 10G-SFPP-TWX-0308 | RUCKUS - 10GbE Direct Attach SFP+ to SFP+ Active copper cable, 3 m, 8-pack | 1 | 1512 | 1512
RK-ACC-161,2 | ) | 10G-SFPP-TWX-0501 | RUCKUS - 10GbE Direct Attach SFP+ to SFP+ Active copper cable, 5 m | 1 | 260 | 260
RK-ACC-1160,64 | ) | 10G-SFPP-TWX-0508 | RUCKUS - 10GbE Direct Attach SFP+ to SFP+ Active copper cable, 5 m, 8-pack | 1 | 1872 | 1872
RK-ACC-62 | ) | 10G-SFPP-TWX-P-0101 | RUCKUS - 10GbE Direct Attach SFP+ to SFP+ Passive copper cable, 1 m | 1 | 100 | 100
RK-ACC-471,2 | ) | 10G-SFPP-TWX-P-0108 | RUCKUS - 10GbE Direct Attach SFP+ to SFP+ Passive copper cable, 1 m, 8-pack | 1 | 760 | 760
RK-ACC-83,7 | ) | 10G-SFPP-TWX-P-0301 | RUCKUS - 10GbE Direct Attach SFP+ to SFP+ Passive copper cable, 3 m | 1 | 135 | 135
RK-ACC-636,12 | ) | 10G-SFPP-TWX-P-0308 | RUCKUS - 10GbE Direct Attach SFP+ to SFP+ Passive copper cable, 3 m, 8-pack | 1 | 1026 | 1026
RK-ACC-105,4 | ) | 10G-SFPP-TWX-P-0501 | RUCKUS - 10GbE Direct Attach SFP+ to SFP+ Passive copper cable, 5 m | 1 | 170 | 170
RK-ACC-801,04 | ) | 10G-SFPP-TWX-P-0508 | RUCKUS - 10GbE Direct Attach SFP+ to SFP+ Passive copper cable, 5 m, 8-pack | 1 | 1292 | 1292
RK-ACC-10G-SFPP-USR | ) | 10G-SFPP-USR | RUCKUS - 10GBASE-USR, SFP+ optic (LC), target range 100m over MMF | 1 | 750 | 750
RK-ACC-10G-SFPP-USR-8 | ) | 10G-SFPP-USR-8 | RUCKUS - 10GBASE-USR, SFP+ optic (LC), target range 100m over MMF, 8-pack | 1 | 5400 | 5400
RK-ACC-465 | ) | 10G-SFPP-USR-SA | RUCKUS - 10GBASE-USR, SFP+ Optic (LC), Range 100M MMF, standard temperature (0°C to 70°C), TAA compliant | 1 | 750 | 750
RK-ACC-3348 | ) | 10G-SFPP-USR-SA8 | RUCKUS - 10GBASE-USR, SFP+ Optic (LC), Range 100M MMF, standard temperature (0°C to 70°C), TAA compliant, 8-pack | 1 | 5400 | 5400
RK-ACC-10G-SFPP-ZR | ) | 10G-SFPP-ZR | RUCKUS - 10GBASE-ZR SFP+ optic (LC), for up to 80km over SMF | 1 | 15995 | 15995
RK-ACC-10G-SFPP-ZR-2 | ) | 10G-SFPP-ZR-2 | RUCKUS - 10GBASE-ZR SFP+ Optic (LC), for up to 80km over SMF, 2-pack | 1 | 19990 | 19990
RK-ACC-223,2 | ) | 10GE-SFPP-AOC-0701 | RUCKUS - 10GbE Direct Attach SFP+ to SFP+ Active Optical Cable, 7m | 1 | 360 | 360
RK-ACC-254,2 | ) | 10GE-SFPP-AOC-1001 | RUCKUS - 10GbE Direct Attach SFP+ to SFP+ Active Optical Cable, 10m | 1 | 410 | 410
RK-ACC-93 | ) | 1G-SFP-TWX-0101 | RUCKUS - DIRECT Attach 1G SFP COPPER CABLE, 1M | 1 | 150 | 150
RK-ACC-161,2 | ) | 1G-SFP-TWX-0501 | RUCKUS - DIRECT Attach 1G SFP COPPER CABLE, 5M | 1 | 260 | 260
RK-ACC-93 | ) | 40G-QSFP-C-00501 | RUCKUS - 40GE QSFP Direct Attach Copper Cable, 0.5m, 1-pack, passive | 1 | 150 | 150
RK-ACC-669,6 | ) | 40G-QSFP-C-00508 | RUCKUS - 40GE QSFP DIRECT Attach COPPER CABLE, 0.5M, 8-PACK, PASSIVE | 1 | 1080 | 1080
RK-ACC-899 | ) | E40G-QSFP-4SFP-AOC-1001 | RUCKUS - 4x10GbE Direct Attach QSFP+ to 4 SFP+ Active Optical Breakout Cable, 10m | 1 | 1450 | 1450
RK-ACC-403 | ) | E40G-QSFP-4SFP-C-0101 | RUCKUS - 4x10GbE Direct Attach QSFP+ to 4 SFP+ Active Copper Breakout Cable, 1 m | 1 | 650 | 650
RK-ACC-496 | ) | E40G-QSFP-4SFP-C-0301 | RUCKUS - 4x10GbE Direct Attach QSFP+ to 4 SFP+ Active Copper Breakout Cable, 3 m | 1 | 800 | 800
RK-ACC-589 | ) | E40G-QSFP-4SFP-C-0501 | RUCKUS - 4x10GbE Direct Attach QSFP+ to 4 SFP+ Active Copper Breakout Cable, 5 m | 1 | 950 | 950
RK-ACC-178,56 | ) | E40G-QSFP-C-0101 | RUCKUS - 40GbE Direct Attach QSFP+ to QSFP+ Passive Copper Cable, 1m | 1 | 288 | 288
RK-ACC-368,9 | ) | E40G-QSFP-C-0501 | RUCKUS - 40GbE Direct Attach QSFP+ to QSFP+ Passive Copper Cable, 1m | 1 | 595 | 595
RK-ACC-E40G-QSFP-ER4 | ) | E40G-QSFP-ER4 | RUCKUS - 40GBASE-ER4 QSFP+ optic (LC), for up to 40km over SMF | 1 | 37000 | 37000
RK-ACC-14830,4 | ) | E40G-QSFP-ESR4-8 | RUCKUS - 40GBASE-ESR4 QSFP+ optic (MTP 1x8 or 1x12), 300m over MMF, 8-pack | 1 | 23920 | 23920
RK-ACC-E40G-QSFP-LM4 | ) | E40G-QSFP-LM4 | RUCKUS - 40GBASE-LM4 QSFP+, 1310nm, 160m over duplex LC OM4 MMF, 2km over duplex LC SMF | 1 | 4595 | 4595
RK-ACC-E40G-QSFP-LR4 | ) | E40G-QSFP-LR4 | RUCKUS - 40GBASE-LR4 QSFP+ optic (LC), for up to 10km over SMF | 1 | 13990 | 13990
RK-ACC-49575,2 | ) | E40G-QSFP-LR4-8 | RUCKUS - 40GBASE-LR4 QSFP+ optic (LC), for up to 10km over SMF, 8-pack | 1 | 79960 | 79960
RK-ACC-3255 | ) | E40G-QSFP-LR4-INT | RUCKUS - 40GBASE-LR4 QSFP+ to 4 SFP+ optic (LC), for up to 10 km over SMF | 1 | 5250 | 5250
RK-ACC-682 | ) | E40G-QSFP-QSFP-AOC-1001 | RUCKUS - 40GbE Direct Attach QSFP+ to QSFP+ Active Optical Cable, 10m | 1 | 1100 | 1100
RK-ACC-310 | ) | E40G-QSFP-QSFP-C-0101 | RUCKUS - 40GbE Direct Attach QSFP+ to QSFP+ Active Copper cable, 1 m, | 1 | 500 | 500
RK-ACC-403 | ) | E40G-QSFP-QSFP-C-0301 | RUCKUS - 40GbE Direct Attach QSFP+ to QSFP+ Active Copper cable, 3 m, | 1 | 650 | 650
RK-ACC-496 | ) | E40G-QSFP-QSFP-C-0501 | RUCKUS - 40GbE Direct Attach QSFP+ to QSFP+ Active Copper cable, 5 m, | 1 | 800 | 800
RK-ACC-178,56 | ) | E40G-QSFP-QSFP-P-0101 | RUCKUS - 40GbE Direct Attach QSFP+ to QSFP+ Passive Copper Cable, 1m | 1 | 288 | 288
RK-ACC-182,9 | ) | E40G-QSFP-QSFP-P-0301 | RUCKUS - 40GbE Direct Attach QSFP+ to QSFP+ Passive Copper Cable, 3m | 1 | 295 | 295
RK-ACC-616,9 | ) | E40G-QSFP-SR-BIDI | RUCKUS - 40GBASE-SR QSFP+ optic (LC), bidirectional, 100 m over OM3 MMF, 150 m over OM4 MMF | 1 | 995 | 995
RK-ACC-E40G-QSFP-SR4 | ) | E40G-QSFP-SR4 | RUCKUS - 40GBASE-SR4 QSFP+ optic (MTP 1x8 or 1x12), 100m over MMF, 1-pack | 1 | 2990 | 2990
RK-ACC-8357,6 | ) | E40G-QSFP-SR4-8 | RUCKUS - 40GBASE-SR4 QSFP+ optic (MTP 1x8 or 1x12), 100m over MMF, 8-pack | 1 | 13480 | 13480
RK-ACC-2166,9 | ) | E40G-QSFP-SR4-INT | RUCKUS - 40GBASE-SR4 QSFP+ optic (MTP 1x8 or 1x12), 100m over MMF, compatible with 10GBASE-SR, 10G breakout-capable, 1-pack | 1 | 3495 | 3495
RK-ACC-E40G-QSFP-ESR4 | ) | E40G-QSFP-ESR4 | RUCKUS - 40GBASE-ESR4 QSFP+ optic (MTP 1x8 or 1x12), 300m over MMF, 1-pack | 1 | 3995 | 3995
RK-ACC-E1MG-100FX-A | ) | E1MG-100FX-A | RUCKUS - 100BASE-FX SFP optic MMF, LC connector, optical monitoring capable, TAA compliant | 1 | 250 | 250
RK-ACC-E1MG-100FX-A8 | ) | E1MG-100FX-A8 | RUCKUS - 100BASE-FX SFP optic MMF, LC connector, optical monitoring capable, TAA compliant, 8-pack | 1 | 1900 | 1900
RK-ACC-213,9 | ) | E1MG-100FX-IR-OM | RUCKUS - 100BASE-FX IR SFP optic for SMF with LC connector, optical monitoring capable. For distances, up to 15Km | 1 | 345 | 345
RK-ACC-E1MG-100FX-OM | ) | E1MG-100FX-OM | RUCKUS - 100BASE-FX SFP optic MMF, LC connector, optical monitoring capable | 1 | 195 | 195
RK-ACC-870,48 | ) | E1MG-100FX-OM-8 | RUCKUS - 100BASE-FX SFP optic MMF 8 pack, LC connector, optical monitoring capable, 8-pack | 1 | 1404 | 1404
RK-ACC-E1MG-BXD | ) | E1MG-BXD | RUCKUS - 1000BASE-BXD SFP optic SMF, transmits at 1490nm and receives at 1310nm, LC connector,single strand SMF fiber. | 1 | 1315 | 1315
RK-ACC-E1MG-BXU | ) | E1MG-BXU | RUCKUS - 1000BASE-BXU SFP optic SMF, transmits at 1310nm and receives at 1490nm, LC connector,single strand SMF fiber. | 1 | 1315 | 1315
RK-ACC-E1MG-LHA-OM | ) | E1MG-LHA-OM | RUCKUS - 1000BASE-LHA SFP optic, SMF, LC connector, Optical Monitoring Capable | 1 | 3995 | 3995
RK-ACC-E1MG-LHA-OM-T | ) | E1MG-LHA-OM-T | RUCKUS - 1000BASE-LHA SFP optic, SMF, LC connector, Optical Monitoring Capable (70km), Industrial Temperature | 1 | 4400 | 4400
RK-ACC-E1MG-LX-A | ) | E1MG-LX-A | RUCKUS - 1000BASE-LX SFP Optic, SMF, LC connector, Optical Monitoring Capable, TAA compliant | 1 | 1100 | 1100
RK-ACC-E1MG-LX-A8 | ) | E1MG-LX-A8 | RUCKUS - 1000BASE-LX SFP Optic, SMF, LC connector, Optical Monitoring Capable, TAA compliant, 8-pack | 1 | 7920 | 7920
RK-ACC-E1MG-LX-OM | ) | E1MG-LX-OM | RUCKUS - 1000BASE-LX SFP optic, SMF, LC connector, optical monitoring capable | 1 | 1100 | 1100
RK-ACC-E1MG-LX-OM-8 | ) | E1MG-LX-OM-8 | RUCKUS - 1000BASE-LX SFP optic, SMF, LC connector, optical monitoring capable, 8-pack | 1 | 8280 | 8280
RK-ACC-E1MG-LX-OM-T | ) | E1MG-LX-OM-T | RUCKUS - 1000BASE-LX SFP optic, SMF, LC connector, optical monitoring capable, industrial temperature (-40°C to 85°C) | 1 | 1150 | 1150
RK-ACC-E1MG-SX-A | ) | E1MG-SX-A | RUCKUS - 1000BASE-SX SFP Optic, MMF, (LC), Optical Monitoring Capable, TAA compliant | 1 | 525 | 525
RK-ACC-E1MG-SX-A8 | ) | E1MG-SX-A8 | RUCKUS - 1000BASE-SX SFP Optic, MMF, (LC), Optical Monitoring Capable, TAA compliant, 8-pack | 1 | 3780 | 3780
RK-ACC-E1MG-SX-OM | ) | E1MG-SX-OM | RUCKUS - 1000BASE-SX SFP optic, MMF, LC connector, Optical Monitoring Capable | 1 | 525 | 525
RK-ACC-E1MG-SX-OM-8 | ) | E1MG-SX-OM-8 | RUCKUS - 1000BASE-SX SFP optic , MMF, LC connector, optical monitoring capable, 8-pack | 1 | 3780 | 3780
RK-ACC-E1MG-SX-OM-T | ) | E1MG-SX-OM-T | RUCKUS - 1000BASE-SX SFP optic, MMF, LC connector, Optical Monitoring Capable, Industrial Temperature | 1 | 550 | 550
RK-ACC-E1MG-TX | ) | E1MG-TX | RUCKUS - 1000BASE-TX SFP Copper, RJ-45 Connector | 1 | 325 | 325
RK-ACC-E1MG-TX-A | ) | E1MG-TX-A | RUCKUS - 1000BASE-TX SFP Copper, RJ-45, TAA compliant | 1 | 360 | 360
RK-ACC-E1MG-TX-A8 | ) | E1MG-TX-A8 | RUCKUS - 1000BASE-TX SFP Copper, RJ-45, TAA compliant, 8-pack | 1 | 2592 | 2592
RK-ACC-10G-SFPP-TX-A | ) | 10G-SFPP-TX-A | RUCKUS - 10G-BASE-TX RJ-45 up to 30M over CAT 6a/7 cable, TAA compliant | 1 | 1199 | 1199
ICX SWITCHES 7150
RK-LAN-930 | ) | ICX7150-24-2X10G | RUCKUS - ICX 7150 Switch, 24x 10/100/1000 ports, 2x 1G RJ45 uplink-ports, 2x 1G SFP and 2x 10G SFP+ uplink-ports |  | 1500 | 1500
RK-LAN-1240 | ) | ICX7150-24-4X10GR | RUCKUS - ICX 7150 Switch, 24x 10/100/1000 ports, 2x 1G RJ45 uplink-ports, 4x 10G SFP+ uplink-ports, L3 features (OSPF, VRRP, PIM, PBR) |  | 2000 | 2000
RK-LAN-1426 | ) | ICX7150-24-4X10GR-A | RUCKUS - ICX 7150 Switch, 24x 10/100/1000 ports, 2x 1G RJ45 uplink-ports, 4x 10G SFP+ uplink-ports |  | 2300 | 2300
RK-LAN-1395 | ) | ICX7150-24-4X10GR-RMT3 | RUCKUS - ICX 7150 Switch, 24x 10/100/1000 ports, 2x 1G RJ45 uplink-ports, 4x 10G SFP+ uplink-ports |  | 2250 | 2250
RK-LAN-620 | ) | ICX7150-24-4X1G | RUCKUS - ICX 7150 Switch, 24x 10/100/1000 ports, 2x 1G RJ45 uplink-ports, 4x 1G SFP uplink-ports |  | 1000 | 1000
RK-LAN-1302 | ) | ICX7150-24P-2X10G | RUCKUS - ICX 7150 Switch, 24x 10/100/1000 PoE+ ports, 2x 1G RJ45 uplink-ports, 2x 1G SFP and 2x 10G SFP+ uplink-ports |  | 2100 | 2100
RK-LAN-1612 | ) | ICX7150-24P-4X10GR | RUCKUS - ICX 7150 Switch, 24x 10/100/1000 PoE+ ports, 2x 1G RJ45 uplink-ports, 4x 10G SFP+ uplink-ports |  | 2600 | 2600
RK-LAN-1798 | ) | ICX7150-24P-4X10GR-A | RUCKUS - ICX 7150 Switch, 24x 10/100/1000 PoE+ ports, 2x 1G RJ45 uplink-ports, 4x 10G SFP+ uplink-ports |  | 2900 | 2900
RK-LAN-1767 | ) | ICX7150-24P-4X10GR-RMT3 | RUCKUS - ICX 7150 Switch, 24x 10/100/1000 PoE+ ports, 2x 1G RJ45 uplink-ports, 4x 10G SFP+ uplink-ports |  | 2850 | 2850
RK-LAN-992 | ) | ICX7150-24P-4X1G | RUCKUS - ICX 7150 Switch, 24x 10/100/1000 PoE+ ports, 2x 1G RJ45 uplink-ports, 4x 1G SFP uplink ports |  | 1600 | 1600
RK-LAN-1364 | ) | ICX7150-48-2X10G | RUCKUS - ICX 7150 Switch, 48x 10/100/1000 ports, 2x 1G RJ45 uplink-ports, 2x 1G SFP and 2x 10G SFP+ uplink-ports |  | 2200 | 2200
RK-LAN-1674 | ) | ICX7150-48-4X10GR | RUCKUS - ICX 7150 Switch, 48x 10/100/1000 ports, 2x 1G RJ45 uplink-ports, 4x 10G SFP+ uplink-ports, L3 features (OSPF, VRRP, PIM, PBR) |  | 2700 | 2700
RK-LAN-1860 | ) | ICX7150-48-4X10GR-A | RUCKUS - ICX 7150 Switch, 48x 10/100/1000 ports, 2x 1G RJ45 uplink-ports, 4x 10G SFP+ uplink-ports, |  | 3000 | 3000
RK-LAN-1829 | ) | ICX7150-48-4X10GR-RMT3 | RUCKUS - ICX 7150 Switch, 48x 10/100/1000 ports, 2x 1G RJ45 uplink-ports, 4x 10G SFP+ uplink-ports |  | 2950 | 2950
RK-LAN-1054 | ) | ICX7150-48-4X1G | RUCKUS - ICX 7150 Switch, 48x 10/100/1000 ports, 2x 1G RJ45 uplink-ports, 4x 1G SFP uplink-ports |  | 1700 | 1700
RK-LAN-2170 | ) | ICX7150-48P-2X10G | RUCKUS - ICX 7150 Switch, 48x 10/100/1000 PoE+ ports, 2x 1G RJ45 uplink-ports, 2x 1G SFP and 2x 10G SFP+ uplink-ports |  | 3500 | 3500
RK-LAN-2480 | ) | ICX7150-48P-4X10GR | RUCKUS - ICX 7150 Switch, 48x 10/100/1000 PoE+ ports, 2x 1G RJ45 uplink-ports, 4x 10G SFP+ uplink-ports |  | 4000 | 4000
RK-LAN-2666 | ) | ICX7150-48P-4X10GR-A | RUCKUS - ICX 7150 Switch, 48x 10/100/1000 PoE+ ports, 2x 1G RJ45 uplink-ports, 4x 10G SFP+ uplink-ports |  | 4300 | 4300
RK-LAN-2635 | ) | ICX7150-48P-4X10GR-RMT3 | RUCKUS - ICX 7150 Switch, 48x 10/100/1000 PoE+ ports, 2x 1G RJ45 uplink-ports, 4x 10G SFP+ uplink-ports |  | 4250 | 4250
RK-LAN-1860 | ) | ICX7150-48P-4X1G | RUCKUS - ICX 7150 Switch, 48x 10/100/1000 PoE+ ports, 2x 1G RJ45 uplink-ports, 4x 1G SFP uplink ports |  | 3000 | 3000
RK-LAN-2480 | ) | ICX7150-48PF-2X10G | RUCKUS - ICX 7150 Switch, 48x 10/100/1000 PoE+ ports, 2x 1G RJ45 uplink-ports, 2x 1G SFP and 2x 10G SFP+ uplink-ports |  | 4000 | 4000
RK-LAN-2790 | ) | ICX7150-48PF-4X10GR | RUCKUS - ICX 7150 Switch, 48x 10/100/1000 PoE+ ports, 2x 1G RJ45 uplink-ports, 4x 10G SFP+ uplink-ports |  | 4500 | 4500
RK-LAN-2976 | ) | ICX7150-48PF-4X10GR-A | RUCKUS - ICX 7150 Switch, 48x 10/100/1000 PoE+ ports, 2x 1G RJ45 uplink-ports, 4x 10G SFP+ uplink-ports, |  | 4800 | 4800
RK-LAN-2945 | ) | ICX7150-48PF-4X10GR-RMT3 | RUCKUS - ICX 7150 Switch, 48x 10/100/1000 PoE+ ports, 2x 1G RJ45 uplink-ports, 4x 10G SFP+ uplink-ports |  | 4750 | 4750
RK-LAN-2170 | ) | ICX7150-48PF-4X1G | RUCKUS - ICX 7150 Switch, 48x 10/100/1000 PoE+ ports, 2x 1G RJ45 uplink-ports, 4x 1G SFP uplink ports |  | 3500 | 3500
RK-LAN-3813 | ) | ICX7150-48ZP-E2X10G | RUCKUS - ICX 7150-48ZP Switch Z-Series, 16x 100/1000/2.5G PoH ports, 32x 10/100/1000 PoE+ ports, 2x 10G SFP+ and 6x 1G SFP uplink-ports |  | 6150 | 6150
RK-LAN-4433 | ) | ICX7150-48ZP-E8X10GR | RUCKUS - ICX 7150-48ZP Switch Z-Series, 16x 100/1000/2.5G PoH ports, 32x 10/100/1000 PoE+ ports, 8x 10G SFP+ |  | 7150 | 7150
RK-LAN-4898 | ) | ICX7150-48ZP-E8X10GR-RMT3 | RUCKUS - ICX 7150-48ZP Switch Z-Series, 16x 100/1000/2.5G PoH ports, 32x 10/100/1000 PoE+ ports, 8x 10G SFP+ |  | 7900 | 7900
RK-LAN-5487 | ) | ICX7150-48ZP-E8X10GR2-A | RUCKUS - ICX 7150-48ZP Switch Z-Series, 16x 100/1000/2.5G PoH ports, 32x 10/100/1000 PoE+ ports, 8x 10G SFP+ |  | 8850 | 8850
RK-LAN-930 | ) | ICX7150-C12P-2X10GR | RUCKUS - ICX 7150 Compact Switch, 12x 10/100/1000 PoE+ ports, 2x 1G RJ45 uplink-ports, 2x 10G SFP, 124W PoE budget |  | 1500 | 1500
RK-LAN-930 | ) | ICX7150-C12P-2X10GR | RUCKUS - ICX 7150 Compact Switch, 12x 10/100/1000 PoE+ ports, 2x 1G RJ45 uplink-ports, 2x 10G SFP, 124W PoE budget |  | 1500 | 1500
RK-LAN-1116 | ) | ICX7150-C12P-2X10GR-A | RUCKUS - ICX 7150 Compact Switch, 12x 10/100/1000 PoE+ ports, 2x 1G RJ45 uplink-ports, 2x 10G SFP, 124W PoE budget |  | 1800 | 1800
RK-LAN-1085 | ) | ICX7150-C12P-2X10GR-RMT3 | RUCKUS - ICX 7150 Compact Switch, 12x 10/100/1000 PoE+ ports, 2x 1G RJ45 uplink-ports, 2x 10G SFP, 124W PoE budget |  | 1750 | 1750
RK-LAN-620 | ) | ICX7150-C12P-2X1G | RUCKUS - ICX 7150 Compact Switch, 12x 10/100/1000 PoE+ ports, 2x 1G RJ45 uplink-ports, 2x 1G SFP uplink-ports |  | 1000 | 1000
RK-LAN-1984 | ) | ICX7150-C10ZP-2X10GR | RUCKUS - ICX 7150 Compact Switch, 2x 100/1000/2.5/5/10G PoH ports, 2x 100/1000/2.5G PoH ports, 6x 100/1000/2.5G PoE+ ports, 2x 10G SFP |  | 3200 | 3200
RK-LAN-2139 | ) | ICX7150-C10ZP-2X10GR-RMT3 | RUCKUS - ICX 7150 Compact Switch, 2x 100/1000/2.5/5/10G PoH ports, 2x 100/1000/2.5G PoH ports, 6x 100/1000/2.5G PoE+ ports, 2x 10G SFP |  | 3450 | 3450
RK-LAN-2170 | ) | ICX7150-C10ZP-2X10GR-A | RUCKUS - ICX 7150 Compact Switch, 2x 100/1000/2.5/5/10G PoH ports, 2x 100/1000/2.5G PoH ports, 6x 100/1000/2.5G PoE+ ports, 2x 10G SFP |  | 3500 | 3500
RK-LAN-3100 | ) | ICX7150-24F-4X1G | RUCKUS - ICX 7150 Switch, 24x 1G SFP, 2x 1G RJ45 uplink-ports, 4x 1G SFP uplink-ports upgradable to up to 4x 10G SFP+ with license |  | 5000 | 5000
RK-LAN-3410 | ) | ICX7150-24F-2X10G | RUCKUS - ICX 7150 Switch, 24x 1G SFP, 2x 1G RJ45 uplink-ports, 2x 1G SFP and 2x 10G SFP+ uplink-ports upgradable to 4x 10G SFP+ |  | 5500 | 5500
RK-LAN-3720 | ) | ICX7150-24F-4X10GR | RUCKUS - ICX 7150 Switch, 24x 1G SFP, 2x 1G RJ45 uplink-ports, and 4x 10G SFP+ uplink-ports, L3 features (OSPF, VRRP, PIM, PBR) |  | 6000 | 6000
RK-LAN-3875 | ) | ICX7150-24F-4X10GR-RMT3 | RUCKUS - ICX 7150 Switch, 24x 1G SFP, 2x 1G RJ45 uplink-ports, and 4x 10G SFP+ uplink-ports, L3 features (OSPF, VRRP, PIM, PBR) |  | 6250 | 6250
RK-LAN-3906 | ) | ICX7150-24F-4X10GR-A | RUCKUS - ICX 7150 Switch, 24x 1G SFP, 2x 1G RJ45 uplink-ports, and 4x 10G SFP+ uplink-ports, L3 features (OSPF, VRRP, PIM, PBR), TAA |  | 6300 | 6300
RK-LAN-517,7 | ) | ICX7150-C08P-2X1G | RUCKUS - ICX 7150 Compact Switch, 8x 10/100/1000 PoE+ ports, 2x 1G SFP uplink-ports, 62W PoE budget, L2 (switch image only) |  | 835 | 835
upgrades licences 10giga
RK-WMS-517,7 | ) | BR-ICX-7150-210U410R-P-01 | CoE certificate license to upgrade any ICX 7150 24-port or 48-port model from 2x 1G SFP & 2x 10G SFP+ to 4x 10G SFP+ uplink ports. Also includes L3 features (OSPF, VRRP, PIM, PBR) |  | 750 | 750
RK-WMS-517,7 | ) | BR-ICX-7150-41U210-P-01 | CoE certificate license to upgrade any ICX 7150 24-port or 48-port model from 4x 1G SFP to 2x 1G SFP & 2x 10G SFP+ uplink ports. |  | 750 | 750
RK-WMS-517,7 | ) | BR-ICX-7150-41U410R-P-01 | CoE certificate license to upgrade any ICX 7150 24-port or 48-port model from 4x 1G SFP to 4x 10G SFP+ uplink ports. Also includes L3 features (OSPF, VRRP, PIM, PBR) |  | 1500 | 1500
RK-WMS-517,7 | ) | BR-ICX-7150C-21U210R-P-01 | CoE certificate license to upgrade the ICX 7150-C12P compact switch from 2x 1G SFP to 2x 10G SFP+ uplink ports. Also includes L3 features (OSPF, VRRP, PIM, PBR) |  | 750 | 750
RK-WMS-517,7 | ) | BR-ICX-7150Z210U810R-P-01 | CoE certificate license to upgrade the ICX 7150-48ZP, Z-Series switch from 2x 10G SFP+ to 8x 10G SFP+ uplink ports. Also includes L3 features (OSPF, VRRP, PIM, PBR) |  | 1500 | 1500
ICX SWITCHES 7250
RK-LAN-1302 | ) | ICX7250-24 | 24-port 1 GbE switch with 8x1GbE SFP+ (upgradeable to 10GbE) uplink ports |  | 2100 | 2100
RK-LAN-1643 | ) | ICX7250-24-2X10G | 24-port 1 GbE switch bundle with 2x1GbE/10GbE + 6x1GbE SFP+ (upgradeable to 10GbE) uplink/stacking ports upgrade |  | 2650 | 2650
RK-LAN-1240 | ) | ICX7250-24G | 24-port 1 GbE switch with 4x1GbE SFP uplink ports |  | 2000 | 2000
RK-LAN-1643 | ) | ICX7250-24P | 24-port 1 GbE switch PoE+ 370W with 8x1GbE SFP+ (upgradeable to 10GbE) uplink ports |  | 2650 | 2650
RK-LAN-1984 | ) | ICX7250-24P-2X10G | 24-port 1 GbE switch PoE+ 370W bundle with 2x1GbE/10GbE + 6x1GbE SFP+ (upgradeable to 10GbE) uplink/stacking ports upgrade |  | 3200 | 3200
RK-LAN-1984 | ) | ICX7250-48 | 48-port 1 GbE switch with 8x1GbE SFP+ (upgradeable to 10GbE) uplink ports |  | 3200 | 3200
RK-LAN-2418 | ) | ICX7250-48-2X10G | 48-port 1 GbE switch bundle with 2x1GbE/10GbE + 6x1GbE SFP+ (upgradeable to 10GbE) uplink/stacking ports upgrade |  | 3900 | 3900
RK-LAN-2852 | ) | ICX7250-48P | 48-port 1 GbE switch PoE+ 740W with 8x1GbE SFP+ (upgradeable to 10GbE) uplink ports |  | 4600 | 4600
RK-LAN-3286 | ) | ICX7250-48P-2X10G | 48-port 1 GbE switch PoE+ 740W bundle with 2x1GbE/10GbE + 6x1GbE SFP+ (upgradeable to 10GbE) uplink/stacking ports upgrade |  | 5300 | 5300
ICX SWITCHES ACCESSORIES OPTIONS 7250
RK-ACC-46,5 | ) | CC-MINIUSB-RJ45 | Console cable, male mini-USB to male RJ-45 with RJ-45 to DB-9 converter |  | 75 | 75
RK-ACC-93 | ) | ICX-EPS4000-CBL-01 | EPS4000 Cable Direct; 1 EPS4000 Shelf Connector to 1 EPS4000 Switch Connector |  | 150 | 150
RK-ACC-186 | ) | ICX-EPS4000-CBL-02 | EPS4000 Cable Splitter; 1 EPS4000 Shelf Connector to 2 EPS4000 Switch Connectors |  | 300 | 300
RK-ACC-1240 | ) | ICX-EPS4000-SHELF | EPS4000 Shelf with 4 bays for hotswappable RPS17 power supplies (power supplies not included) and 8 connectors for EPS4000 Cables (cables not included) |  | 2000 | 2000
RK-ACC-52,7 | ) | ICX7000-RMK | FRU,RACK MOUNT KIT,2 POST,ICX7750/7450/7250 |  | 85 | 85
RK-ACC-868 | ) | ICX7250-2X10G-LIC-POD | ICX7250 upgrade from 8x1GE uplink ports to 2x1/10GE + 6x1GE uplink/stacking ports. Only one 2X10G license upgrade can be applied to an ICX7250. |  | 1400 | 1400
RK-ACC-620 | ) | ICX7250-8X10G-LIC-POD | ICX7250 upgrade from 2X1/10GE + 6X1GE uplink/stacking ports to 8X1/10GE uplink/stacking ports. This can only be applied to an ICX7250 that already has a 2X10G license applied. |  | 1000 | 1000
RK-ACC-620 | ) | ICX7250-PREM-LIC | ICX7250 Layer 3 Premium Software License |  | 1000 | 1000
ICX SWITCHES 7450
RK-LAN-1918,9 | ) | ICX7450-24 | 24-port 1 GbE switch, 3 modular slots for optional uplinks/stacking. Power supply, fan & modules need to be ordered separately |  | 3095 | 3095
RK-LAN-3468,9 | ) | ICX7450-24-40G-E | 24-port 1 GbE switch bundle includes 3x40G QSFP+ uplinks/stacking, 1x250W AC power supply and one fan, front to back airflow |  | 5595 | 5595
RK-LAN-3468,9 | ) | ICX7450-24-E | 24-port 1 GbE switch bundle includes 4x10G SFP+ uplinks, 2x40G QSFP+ uplinks/stacking, 1x250W AC power supply and one fan, front to back airflow |  | 5595 | 5595
RK-LAN-2166,9 | ) | ICX7450-24P | 24-port 1 GbE switch PoE+, 3 modular slots for optional uplinks/stacking. Power supply, fan & modules need to be ordered separately |  | 3495 | 3495
RK-LAN-4088,9 | ) | ICX7450-24P-40G-E | 24-port 1 GbE switch PoE+ bundle includes 3x40G QSFP+ uplinks/stacking, 1x1000W AC power supply and one fan, front to back airflow |  | 6595 | 6595
RK-LAN-4088,9 | ) | ICX7450-24P-E | 24-port 1 GbE switch PoE+ bundle includes 4x10G SFP+ uplinks, 2x40G QSFP+ uplinks/stacking, 1x1000W AC power supply and one fan, front to back airflow |  | 6595 | 6595
RK-LAN-4863,9 | ) | ICX7450-24P-E2 | 24-port 1 GbE switch PoE+ bundle includes 4x10G SFP+ uplinks, 2x40G QSFP+ uplinks/stacking, 2x1000W AC power supply and two fans, front to back airflow |  | 7845 | 7845
RK-LAN-4340 | ) | ICX7450-24P-E-RMT3 | 24-port 1 GbE switch PoE+ bundle includes 4x10G SFP+ uplinks, 2x40G QSFP+ uplinks/stacking, 1x1000W AC power supply and one fan, front to back airflow, 3 years 24x7 remote support |  | 7000 | 7000
RK-LAN-3282,9 | ) | ICX7450-48 | 48-port 1 GbE switch, 3 modular slots for optional uplinks/stacking. Power supply, fan & modules need to be ordered separately |  | 5295 | 5295
RK-LAN-4956,9 | ) | ICX7450-48-E | 48-port 1 GbE switch bundle includes 4x10G SFP+ uplinks, 2x40G QSFP+ uplinks/stacking, 1x250W AC power supply and one fan, front to back airflow |  | 7995 | 7995
RK-LAN-6196,9 | ) | ICX7450-48F | 48-port 1 GbE SFP fiber switch, 3 modular slots for optional uplinks/stacking. Power supply, fan & modules need to be ordered separately |  | 9995 | 9995
RK-LAN-7436,9 | ) | ICX7450-48F-E | 48-port 1 GbE SFP fiber switch bundle includes 4x10G SFP+ uplinks, 2x40G QSFP+ uplinks/stacking, 1x250W AC power supply and one fan, front to back airflow |  | 11995 | 11995
RK-LAN-7901,9 | ) | ICX7450-48F-E2 | 48-port 1 GbE SFP fiber switch bundle includes 4x10G SFP+ uplinks, 2x40G QSFP+ uplinks/stacking, 2x250W AC power supply and two fans, front to back airflow |  | 12745 | 12745
RK-LAN-7502 | ) | ICX7450-48F-E-RMT3 | 48-port 1 GbE SFP fiber switch bundle includes 4x10G SFP+ uplinks, 2x40G QSFP+ uplinks/stacking, 1x250W AC power supply and one fan, front to back airflow, 3 years 24x7 remote support |  | 12100 | 12100
RK-LAN-4212,9 | ) | ICX7450-48P | 48-port 1 GbE switch PoE+, 3 modular slots for optional uplinks/stacking. Power supply, fan & modules need to be ordered separately |  | 6795 | 6795
RK-LAN-6196,9 | ) | ICX7450-48P-E | 48-port 1 GbE switch PoE+ bundle includes 4x10G SFP+ uplinks, 2x40G QSFP+ uplinks/stacking, 1x1000W AC power supply and one fan, front to back airflow |  | 9995 | 9995
RK-LAN-6971,9 | ) | ICX7450-48P-E2 | 48-port 1 GbE switch PoE+ bundle includes 4x10G SFP+ uplinks, 2x40G QSFP+ uplinks/stacking, 2x1000W AC power supply and two fans, front to back airflow |  | 11245 | 11245
RK-LAN-6324 | ) | ICX7450-48P-E-RMT3 | 48-port 1 GbE switch PoE+ bundle includes 4x10G SFP+ uplinks, 2x40G QSFP+ uplinks/stacking, 1x1000W AC power supply and one fan, front to back airflow, 3 years 24x7 remote support |  | 10200 | 10200
RK-LAN-5700,9 | ) | ICX7450-48P-STK-E | 48-port 1 GbE switch PoE+ bundle includes 2x40G QSFP+ uplinks/stacking, 1x1000W AC power supply and one fan, front to back airflow (stack member) |  | 9195 | 9195
RK-LAN-5859 | ) | ICX7450-48P-STK-E-RMT3 | 48-port 1 GbE switch PoE+ bundle includes 2x40G QSFP+ uplinks/stacking, 1x1000W AC power supply and one fan, front to back airflow, 3 years 24x7 remote support (stack member) |  | 9450 | 9450
ICX SWITCHES ACCESSORIES &OPTIONS 7450
RK-LAN-155 | ) | ICX-FAN10-E | ICX 7450 exhaust airflow fan, front to back airflow (two fans required when using two power supplies) |  | 250 | 250
RK-LAN-155 | ) | ICX-FAN10-I | ICX 7450 intake airflow fan, back to front airflow (two fans required when using two power supplies) |  | 250 | 250
RK-LAN-620 | ) | ICX-MACSEC-LIC | ICX MACSEC LICENSE |  | 1000 | 1000
RK-LAN-1550 | ) | ICX7000-PLNM-1RU | FRU,AIR PLENUM KIT,4 POST,ICX7000 SERIES |  | 2500 | 2500
RK-LAN-52,7 | ) | ICX7000-RMK | FRU,RACK MOUNT KIT,2 POST,ICX7750/7450/7250 |  | 85 | 85
RK-LAN-496 | ) | ICX7400-1X40GQ | ICX 7450 1-port 40GbE QSFP+ Module |  | 800 | 800
RK-LAN-744 | ) | ICX7400-4X10GC | ICX 7450 4-port 1/10GbE 10GBase-T Copper Module |  | 1200 | 1200
RK-LAN-620 | ) | ICX7400-4X10GF | ICX 7450 4-port 1/10GbE SFP+ Module |  | 1000 | 1000
RK-LAN-248 | ) | ICX7400-4X1GF | ICX 7450 4-port 100M/1GbE SFP Module |  | 400 | 400
RK-LAN-2480 | ) | ICX7400-SERVICE-MOD | ICX 7450 SERVICE MODULE |  | 4000 | 4000
RK-LAN-744 | ) | ICX7450-Prem-Lic | ICX 7450 LAYER 3 PREMIUM SOFTWARE LICENSE |  | 1200 | 1200
RK-LAN-46,5 | ) | PC-C13C14 | C13/C14 15A Power Cord |  | 75 | 75
RK-LAN-310 | ) | RPS15-E | ICX7450/6610/6650 NON-POE 250W AC PSU, exhause airflow, front to back airflow |  | 500 | 500
RK-LAN-310 | ) | RPS15-I | ICX7450/6610/6650 NON-POE 250W AC PSU, intake airflow, back to front airflow |  | 500 | 500
RK-LAN-620 | ) | RPS16-E | ICX7450/6610 POE 1000W AC PSU, exhaust airflow, front to back airflow |  | 1000 | 1000
RK-LAN-620 | ) | RPS16-I | ICX7450/6610 POE 1000W AC PSU, intake airflow, back to front airflow |  | 1000 | 1000
RK-LAN-682 | ) | RPS16DC-E | ICX7450/6610/6650 510W DC PSU, exhaust airflow, front to back airflow |  | 1100 | 1100
RK-LAN-682 | ) | RPS16DC-I | ICX7450/6610/6650 510W DC PSU, intake airflow, back to front airflow |  | 1100 | 1100
RK-LAN-266,6 | ) | XBR-R000295 | FRU,UNIVERSAL RACK MOUNT KIT,4 POST 24-32 DEPTH RCK, ICX 7750/7650/7450 |  | 430 | 430
RK-LAN-309,38 | ) | XBR-000195 | FIPS SECURITY SEAL FOR SYSTEM CERTIFIED FIPS OPERATION |  | 499 | 499

## Planet
Listino Giugno22 |  |  | WWW.COMPASSTECH.IT
Indice
PLANET
Cod. Compass |  | Cod. Vendor | Descrizione | MOQ |  | End-User | Netto
ETHERNET SWITCH
Switch gestiti, switch modulari, Layer 3 IPv4/IPv6, Routing Statico, stack fisic,
PN-SWT-CB-DAQSFP-0.5M | ) | CB-DAQSFP-0.5M | PLANET - 40G QSFP+ Direct Attach Copper Cable for XGS3-24242(v2) hardware stacking port - 0.5 Meters | 1 |  | 204.3372 | 204.3372
PN-SWT-CB-DAQSFP-2M | ) | CB-DAQSFP-2M | PLANET - 40G QSFP+ Direct Attach Copper Cable for XGS3-24242(v2) hardware stacking port - 2 Meters | 1 |  | 256.7313 | 256.7313
Switch gestiti, Layer 3 IPv4/IPv6, Routing Statico, Stack su IP.
PN-SWT-XGS635012X8TR | ) | XGS-6350-12X8TR | PLANET - Layer 3 12-Port 10G SFP+8-Portr 10/100/1000T Managet Gigabit Switch With Dual 100-240V AC Redundant Power | 1 |  | 1540.0327 | 1540.0327
PN-SWT-SGS-6341-24T4X | ) | SGS-6341-24T4X | PLANET - Layer 3 24-Port 10/100/1000T + 4-Port 10G SFP+ IP Stackable Managed Gigabit Switch | 1 |  | 730.6763 | 730.6763
PN-SWT-GS634116S8C4XR | ) | SGS-6341-16S8C4XR | PLANET - Layer 3 16-Port 100/1000X SFP + 8-Port Gigabit TP/SFP 1000X SFP + 4-Port 10G SFP+ Stackable Managed Gigabit Switch with 12V DC Redundant Power | 1 |  | 1301.9057 | 1301.9057
PN-SWT-SGS-6341-24P4X | ) | SGS-6341-24P4X | PLANET - Layer 3, 24-Port 10/100/1000T 802.3at POE + 4-Port 10G SFP+ Stackable Managed Gigabit Switch (370W) | 1 |  | 1123.366 | 1123.366
PN-SWT-SGS-6341-48T4X | ) | SGS-6341-48T4X | PLANET - Layer 3 48-Port 10/100/1000T + 4-Port 10G SFP+ IP Stackable Managed Gigabit Switch | 1 |  | 1051.7903 | 1051.7903
Switch gestiti, Layer 2+ / 4 10/100/1000Mbps e 10G, routing statico.
PN-SWT-WGSW-24040 | ) | WGSW-24040 | PLANET - IPv6, 24-Port Gigabit with 4-Port SFP Layer 2+/4 SNMP Managed Switch | 1 |  | 459.5588 | 459.5588
PN-SWT-WGSW-24040R | ) | WGSW-24040R | PLANET - IPv6, 24-Port Gigabit with 4-Port SFP Layer 2+/4 SNMP Managed Switch W/-48V Redundant Power (optional) | 1 |  | 470.7481 | 470.7481
PN-SWT-GS522016T4S2XR | ) | GS-5220-16T4S2XR | PLANET - L2+/L4 16-Port 10/100/1000T + 4-port 100/1000X SFP + 2-Port 10G SFP+ Managed Switch, with Hardware Layer3 IPv4/IPv6 Static Routing, W/ 48V Redundant Power | 1 |  | 776.5878 | 776.5878
PN-SWT-GS-5220-16S8C | ) | GS-5220-16S8C | PLANET - L2+ 24-Port 100/1000X SFP with 8 Shared TP Managed Switches, with Hardware Layer3 IPv4/IPv6 Static Routing | 1 |  | 801.0088 | 801.0088
PN-SWT-GS-5220-16S8CR | ) | GS-5220-16S8CR | PLANET - L2+ 24-Port 100/1000X SFP with 8 Shared TP Managed Switches, with Hardware Layer3 IPv4/IPv6 Static Routing, W/Optional 48V Redundant Power (PWR-75-48) | 1 |  | 835.1982 | 835.1982
Switch gestiti, Display LCD, Layer 2+ / 4 10/100/1000Mbps e 10G, routing statico.
PN-SWT-GS-5220-24T4XV | ) | GS-5220-24T4XV | PLANET - L2+/L4 24-Port 10/100/1000T + 4-Port 10G SFP+ Managed Switch with Color LCD Touch Screen, Hardware Layer3 IPv4/IPv6 Static Routing, ERPS Ring, Cybersecurity features | 1 |  | 1068.8406 | 1068.8406
PN-SWT-GS522024T4XVR | ) | GS-5220-24T4XVR | PLANET - L2+/L4 24-Port 10/100/1000T + 4-Port 10G SFP+ Managed Switch with Color LCD Touch Screen, Hardware Layer3 IPv4/IPv6 Static Routing, ERPS Ring, Cybersecurity features, W/ 48V Redundant Power | 1 |  | 1142.1924 | 1142.1924
PN-SWT-GS-5220-16T2XV | ) | GS-5220-16T2XV | PLANET - L2+/L4 16-Port 10/100/1000T + 2-Port 10G SFP+ Managed Switch with Color LCD Touch Screen, Hardware Layer3 IPv4/IPv6 Static Routing, ERPS Ring, Cybersecurity features | 1 |  | 934.8359 | 934.8359
PN-SWT-GS522016T2XVR | ) | GS-5220-16T2XVR | PLANET - L2+/L4 16-Port 10/100/1000T + 2-Port 10G SFP+ Managed Switch with Color LCD Touch Screen, Hardware Layer3 IPv4/IPv6 Static Routing, ERPS Ring, Cybersecurity features, W/ 48V Redundant Power | 1 |  | 983.0563 | 983.0563
Switch gestiti Metro, Layer 2+ / 4 10/100/1000Mbps e 10G routing statico, ring, doppia alimentazione AC/DC, allarmi.
PN-SWT-MGSD-10080F | ) | MGSD-10080F | PLANET - 13" 8-Port 100/1000Base-X SFP + 2-Port 10/100/1000Base-T L2/L4 Managed Metro Ethernet Switch (AC+2 DC, DIDO), ERPS Ring Supported | 1 |  | 548.8065 | 548.8065
PN-SWT-MGSW-24160F | ) | MGSW-24160F | PLANET - 16-Port 100/1000Base-X SFP + 8-Port 10/100/1000Base-T L2/L4 Managed Metro Ethernet Switch (AC+2 DC, DIDO) | 1 |  | 835.398 | 835.398
PN-SWT-MGSW-28240F | ) | MGSW-28240F | PLANET - 24-Port 100/1000Base-X SFP plus 4-Port 10G SFP+, L2/L4 Managed Metro Ethernet Switch (AC+DC Power Redundant, 2xDI, 2xDO), ERPS Ring supported | 1 |  | 1040.4678 | 1040.4678
Switch gestiti, Display LCD, Layer 2+ / 4 10/100/1000Mbps e 10G, routing statico, stack hardware.
PN-SWT-CB-DASFP-0.5 | ) | CB-DASFP-0.5 | PLANET - 10G SFP+ Direct Attach Copper Cable - 0.5 Meters | 1 |  | 61.2745 | 61.2745
PN-SWT-CB-DASFP-2M | ) | CB-DASFP-2M | PLANET - 10G SFP+ Direct Attach Copper Cable - 2 Meters | 1 |  | 77.2592 | 77.2592
Switch con gestione Lite, Layer 2+ / 4 10/100/1000Mbps
PN-SWT-GSD-1002M | ) | GSD-1002M | PLANET - IPv6 Managed 8-Port 10/100/1000Mbps + 2-Port 100/1000X SFP Gigabit Desktop Ethernet Switch (POE PD, External PWR) | 1 |  | 169.2708 | 169.2708
PN-SWT-GS-4210-16T2S | ) | GS-4210-16T2S | PLANET - IPv6, 16-Port 10/100/1000Base-T + 2-Port 100/1000MBPS SFP Web-Smart/SNMP Gigabit Ethernet Switch, Fan Less | 1 |  | 264.2796 | 264.2796
PN-SWT-GS-4210-24T2S | ) | GS-4210-24T2S | PLANET - IPv6, 24-Port 10/100/1000Base-T + 2-Port 100/1000MBPS SFP Web-Smart/SNMP Gigabit Ethernet Switch, Fan Less | 1 |  | 297.9362 | 297.9362
PN-SWT-GS-4210-48T4S | ) | GS-4210-48T4S | PLANET - IPv4/IPv6,48-Port 10/100/1000Base-T+4-Port 100/1000MBPS SFP L2/L4 /SNMP Manageable Gigabit Ethernet Switch, Fan Less | 1 |  | 732.63 | 732.63
Switch con gestione Lite, Layer 2+ / 4 10/100/1000Mbps, 10G.
PN-SWT-GS-2240-48T4X | ) | GS-2240-48T4X | PLANET - 48-port 10/100/1000T + 4-port 10G SFP+ Web Smart Manageable Ethernet Switch, 802.1Q VLAN, IGMP Snooping, MSTP, LACP, SNMPv1/v2c | 1 |  | 736.5374 | 736.5374
Switch Rack 19" non gestiti
PN-SWT-GSW-1601 | ) | GSW-1601 | PLANET - 16-Port 10/100/1000Mbps Gigabit Ethernet Switch | 1 |  | 132.1398 | 132.1398
PN-SWT-GSW-2401 | ) | GSW-2401 | PLANET - 24-Port 10/100/1000Mbps Gigabit Ethernet Switch | 1 |  | 169.9702 | 169.9702
PN-SWT-FNSW-1601 | ) | FNSW-1601 | PLANET - 16-Port 10/100Base-TX Fast Ethernet Switch | 1 |  | 86.4059 | 86.4059
PN-SWT-FNSW-2401 | ) | FNSW-2401 | PLANET - 24-Port 10/100Base-TX Fast Ethernet Switch | 1 |  | 99.4601 | 99.4601
Switch Desktop non gestiti con alimentatore esterno.
PN-SWT-SW-504 | K | SW-504 | PLANET - 5-Port 10/100Base-TX Ethernet Switch, Plastic | 1 |  | 20.3252 | 20.3252
PN-SWT-FSD-503 | ) | FSD-503 | PLANET - 5-Port 10/100Mbps Fast Ethernet Switch, Metal | 1 |  | 30.4596 | 30.4596
PN-SWT-FSD-803 | ) | FSD-803 | PLANET - 8-Port 10/100Mbps Fast Ethernet Switch, Metal | 1 |  | 34.811 | 34.811
PN-SWT-GSD-503 | J | GSD-503 | PLANET - 5-Port 10/100/1000Mbps Gigabit Ethernet Switch (External Power) - Metal Case | 1 |  | 45.0812 | 45.0812
PN-SWT-GSD-603F | ) | GSD-603F | PLANET - 5-Port 10/100/1000T +1-Port 1000X SFP Gigabit Ethernet Switch , Metal (External Power) | 1 |  | 66.2298 | 66.2298
PN-SWT-GSD-803 | ) | GSD-803 | PLANET - 8-Port 10/100/1000Mbps Gigabit Ethernet Switch (External Power) - Metal Case | 1 |  | 58.0243 | 58.0243
PN-SWT-GSD-504 | ) | GSD-504 | PLANET - 5-Port 10/100/1000Mbps Gigabit Ethernet Switch (External Power) - Plastic Case | 1 |  | 41.0273 | 41.0273
PN-SWT-GSD-805 | ) | GSD-805 | PLANET - 8-Port 1000Base-T Desktop Gigabit Ethernet Switch - Internal Power | 1 |  | 77.348 | 77.348
Kit per montaggio rack
PN-SWT-RKE-10A | ) | RKE-10A | PLANET - Rack Mount Kits for 10-inch cabinet (10" Desktop Switch) | 1 |  | 7.8591 | 7.8591
PN-ACC-RKE-10B | ) | RKE-10B | PLANET - Rack Mount Kits for 19-inch cabinet (10" Desktop Switch) | 1 |  | 13.0985 | 13.0985
POWER OVER ETHERNET
Switch gestiti POE++
PN-SWT-GS-4210-16UP4C | ) | GS-4210-16UP4C | PLANET - IPv6/IPv4, 16-Port Managed 60W Ultra PoE Gigabit Ethernet Switch + 4-Port Gigabit Combo TP/SFP (400W PoE budget, SNMPv3, 802.1Q VLAN, IGMP Snooping, SSL, SSH, ACL) | 1 |  | 924.7123 | 924.7123
PN-SWT-GS-4210-24UP4C | ) | GS-4210-24UP4C | PLANET - IPv6/IPv4, 24-Port Managed 60W Ultra PoE Gigabit Ethernet Switch + 4-Port Gigabit Combo TP/SFP (600W PoE budget, SNMPv3, 802.1Q VLAN, IGMP Snooping, SSL, SSH, ACL) | 1 |  | 1179.4899 | 1179.4899
PN-SWT-GS52208U2T2X | ) | GS-5220-8UP2T2X | PLANET - L2+/L4 8-Port 10/100/1000T 75W 802.3bt PoE + 2-Port 10/100/1000T + 2-Port 10G SFP+ Managed Switch (240W PoE Budget, ERPS Ring, ONVIF, Cybersecurity features, Hardware Layer3 OSPFv2 and IPv4/IPv6 Static Routing) | 1 |  | 762.468 | 762.468
PN-SWT-GS522016U4S2XR | ) | GS-5220-16UP4S2XR | PLANET - L2+/L4 16-Port 10/100/1000T 75W Ultra PoE + 4-Port 100/1000X SFP + 2-Port 10G SFP+ Managed Switch, with Hardware Layer3 IPv4/IPv6 Static Routing, W/ 48V Redundant Power (400W PoE Budget, ONVIF) | 1 |  | 1230.0192 | 1230.0192
PN-SWT-GS522024UL4XR | ) | GS-5220-24UPL4XR | PLANET - L2+/L4 24-Port 10/100/1000T 75W Ultra PoE with 4 shared SFP + 4-Port 10G SFP+ Managed Switch, with Hardware Layer3 IPv4/IPv6 Static Routing, W/ 48V Redundant Power (600W PoE Budget, ONVIF) | 1 |  | 1472.0091 | 1472.0091
Switch gestiti, POE+ Display LCD, Layer 2+ / 4 10/100/1000Mbps e 10G, routing statico.
PN-SWT-GS522024UL4XVR | ) | GS-5220-24UPL4XVR | PLANET - L2+/L4 24-Port 10/100/1000T 75W Ultra PoE + 4-Port 10G SFP+ Managed Switch with Color LCD Touch Screen, Hardware Layer3 IPv4/IPv6 Static Routing, W/ 48V Redundant Power (600W PoE Budget, ONVIF) | 1 |  | 1560.5019 | 1560.5019
Switch gestiti, POE+, Display LCD, Layer 2+ / 4 10/100/1000Mbps e 10G, routing statico, stack hardware.
PN-SWT-GS522024PL4XR | ) | GS-5220-24PL4XR | PLANET - L2+/L4 24-Port 10/100/1000T 802.3at PoE with 4 shared SFP + 4-Port 10G SFP+ Managed Switch, with Hardware Layer3 IPv4/IPv6 Static Routing, W/ 48V Redundant Power (600W PoE Budget, ONVIF) | 1 |  | 1219.2295 | 1219.2295
PN-SWT-GS-5220-48P4X | ) | GS-5220-48P4X | PLANET - L2+/L4 48-Port 10/100/1000T 802.3at PoE + 4-Port 10G SFP+ Managed Switch, with Hardware Layer3 IPv4/IPv6 Static Routing (400W PoE Budget, ONVIF) | 1 |  | 1591.9384 | 1591.9384
PN-SWT-GS522048PL4XR | ) | GS-5220-48PL4XR | PLANET - L2+/L4 48-Port 10/100/1000T 802.3at PoE + 4-Port 10G SFP+ Managed Switch, with Hardware Layer3 IPv4/IPv6 Static Routing, W/ 48V Redundant Power (600W PoE Budget, ONVIF, ERPS Ring Cybersecurity features) | 1 |  | 1720.0821 | 1720.0821
PN-SWT-WGSW-24040HP4 | ) | WGSW-24040HP4 | PLANET - IPv6 Managed 24-Port 802.3at PoE+ Gigabit Ethernet Switch + 4-Port Shared SFP (440W) | 1 |  | 834.2214 | 834.2214
PN-SWT-WGSW-20160HP | J | WGSW-20160HP | PLANET - IPv6 Managed 16-Port 802.3at PoE Gigabit Ethernet Switch +4 Port Gigabit TP+ 4-Port SFP (230W) | 1 |  | 671.7551 | 671.7551
PN-SWT-MGS-5220-8P2X | ) | MGS-5220-8P2X | PLANET - L2+/L4 8-Port 2.5G/1G/100T 802.3at PoE + 2-Port 10G SFP+ Managed Multigigabit Switch, with Hardware Layer3 IPv4/IPv6 Static Routing (240W PoE Budget) | 1 |  | 855.4454 | 855.4454
PN-SWT-GS-5220-8P2T2S | ) | GS-5220-8P2T2S | PLANET - IPv4 / IPv6 L2+/L4 Managed 8-Port 802.3at High Power PoE Gigabit Ethernet Switch + 2-Port 100/1000SFP + 2-Port 10/100/1000T RJ45 (240W PoE Budget,) | 1 |  | 554.2679 | 554.2679
PN-SWT-GS-4210-48P4S | ) | GS-4210-48P4S | PLANET - IPv6/IPv4, 48-Port Managed, 802.3at POE+ Gigabit Ethernet Switch + 4-Port 100/1000X SFP (440W) | 1 |  | 1230.996 | 1230.996
PN-SWT-GS-4210-24P4C | ) | GS-4210-24P4C | PLANET - IPv6/IPv4, 24-Port Managed 802.3at POE+ Gigabit Ethernet Switch + 4-Port Gigabit Combo TP/SFP (220W) | 1 |  | 695.3325 | 695.3325
PN-SWT-GS-4210-24PL4C | ) | GS-4210-24PL4C | PLANET - IPv6/IPv4, 24-Port Managed 802.3at POE+ Gigabit Ethernet Switch + 4-Port Gigabit Combo TP/SFP (440W) | 1 |  | 726.2361 | 726.2361
PN-SWT-GS-4210-24P2S | ) | GS-4210-24P2S | PLANET - IPv4, 24-Port Managed 802.3at POE+ Gigabit Ethernet Switch + 2-Port 100/1000X SFP (300W) | 1 |  | 597.4709 | 597.4709
PN-SWT-GS-4210-16P4C | ) | GS-4210-16P4C | PLANET - IPv6/IPv4, 16-Port Managed 802.3at POE+ Gigabit Ethernet Switch + 4-Port Gigabit Combo TP/SFP (220W) | 1 |  | 565.8568 | 565.8568
PN-SWT-GS-4210-8P2S | J | GS-4210-8P2S | PLANET - IPv4/IPv6, 8-Port Managed 802.3at POE+ Gigabit Ethernet Switch + 2-Port 100/1000X SFP (120W) | 1 |  | 316.8958 | 316.8958
PN-SWT-GS-4210-16P2S | J | GS-4210-16P2S | PLANET - IPv6/IPv4, 16-Port Managed 802.3at POE+ Gigabit Ethernet Switch + 2-Port 100/1000X SFP (220W) | 1 |  | 487.2656 | 487.2656
PN-SWT-FGSW-2624HPS | ) | FGSW-2624HPS | PLANET - 24-Port 10/100TX 802.3at High Power POE + 2-Port Gigabit TP/SFP Combo Managed Ethernet Switch (220W) | 1 |  | 442.2421 | 442.2421
PN-SWT-FGSW-2624HPS4 | ) | FGSW-2624HPS4 | PLANET - 24-Port 10/100TX 802.3at High Power POE + 2-Port Gigabit TP/SFP Combo Managed Ethernet Switch (420W) | 1 |  | 468.9276 | 468.9276
Switch con gestione Lite, POE std.
PN-SWT-FNSW-2400PS | K | FNSW-2400PS | PLANET - 24-Port 10/100 Web/Smart Ethernet POE Switch (125W) | 1 |  | su richiesta | #VALUE!
Switch non gestiti POE+
PN-SWT-FGSD-1022VHP | ) | FGSD-1022VHP | PLANET - 8-Port 10/100TX 802.3at PoE + 2-Port Gigabit TP/SFP combo Desktop Switch with LCD PoE Monitor (120W) | 1 |  | 261.0827 | 261.0827
PN-SWT-FGSW-1822VHP | ) | FGSW-1822VHP | PLANET - 16-Port 10/100TX 802.3at PoE + 2-Port Gigabit TP/SFP Combo Ethernet Switch with LCD PoE Monitor (300W) | 1 |  | 431.5857 | 431.5857
PN-SWT-FGSW-2622VHP | ) | FGSW-2622VHP | PLANET - 24-Port 10/100TX 802.3at PoE + 2-Port Gigabit TP/SFP Combo Ethernet Switch with LCD PoE Monitor (300W) | 1 |  | 522.1654 | 522.1654
PN-SWT-GSD-1222VHP | ) | GSD-1222VHP | PLANET - 8-Port 10/100/1000T 802.3at PoE + 2-Port 10/100/1000T + 2-Port 1000SX SFP Gigabit Switch with smart color LCD (120W PoE Budget, Standard/VLAN/Extend mode, PoE Budget, bandwidth control, PD alive check setup over LCD ) | 1 |  | 277.4004 | 277.4004
PN-SWT-GSW-1820VHP | ) | GSW-1820VHP | PLANET - 16-Port 10/100/1000T 802.3at PoE + 2-Port 1000SX SFP Desktop Switch with LCD PoE Monitor (300W PoE Budget, Standard/VLAN/Extend mode) | 1 |  | 479.5396 | 479.5396
PN-SWT-GSW-2620VHP | ) | GSW-2620VHP | PLANET - 24-Port 10/100/1000T 802.3at PoE + 2-Port 1000SX SFP Desktop Switch with LCD PoE Monitor (300W PoE Budget, Standard/VLAN/Extend mode) | 1 |  | 538.15 | 538.15
PN-SWT-GSW-2620HP | ) | GSW-2620HP | PLANET - 19" 24-Port 10/100/1000T 802.3at POE + 2-Port 1000X SFP Unmanaged Gigabit Ethernet Switch(220W) | 1 |  | 434.8714 | 434.8714
PN-SWT-GSD-1008HP | ) | GSD-1008HP | PLANET - 8-Port 10/100/1000T 802.3at PoE + 2-Port 10/100/1000T Desktop Switch (120W PoE Budget, Standard/VLAN/Extend mode, 10-inch and rack-mountable) | 1 |  | 184.1343 | 184.1343
PN-SWT-GSD-908HP | ) | GSD-908HP | PLANET - 8-Port 10/100/1000 Gigabit 802.3at POE Ethernet Switch plus 1-Port Gigabit Ethernet Switch (120W POE Budget with External Power Supply) | 1 |  | 173.1671 | 173.1671
PN-SWT-GSD-604HP | ) | GSD-604HP | PLANET - 4-Port 10/100/1000T 802.3at POE + 2-Port 10/100/1000T Desktop Switch (55W POE Budget, External Power Supply) | 1 |  | 120.1513 | 120.1513
PN-SWT-FSD-1008HP | J | FSD-1008HP | PLANET - 8-Port 10/100TX 802.3at PoE + 2-Port 10/100TX Desktop Switch (120W PoE Budget, Standard/VLAN/Extend mode, fanless, 10-inch and rack-mountable) | 1 |  | 146.4194 | 146.4194
PN-SWT-FGSD-1011HP | J | FGSD-1011HP | PLANET - 8-Port 10/100TX 802.3at PoE + 1-Port 10/100/1000T + 1-Port 100/1000X SFP Desktop Switch (120W PoE Budget, Standard/VLAN/Extend mode, 10-inch and rack-mountable) | 1 |  | 188.6189 | 188.6189
PN-SWT-FSD-604HP | ) | FSD-604HP | PLANET - 4-Port 10/100TX 802.3at POE + 2-Port 10/100TX Desktop Switch (60W POE Budget, 250m Extend mode, fanless, internal Power Supply) | 1 |  | 76.4599 | 76.4599
Switch non gestiti POE Std
PN-SWT-GSD-804P | ) | GSD-804P | PLANET - 10" 8-Port 10/100/1000 Gigabit Ethernet Switch with 4-Port 802.3af PoE Injector (55W) | 1 |  | 137.3792 | 137.3792
Iniettori Poe e Hub non gestiti 802.3af /at PoE.
PN-SWT-HPOE-2400G | ) | HPOE-2400G | PLANET - 24-Port 802.3at 30w Gigabit High Power over Ethernet Injector Hub (full power - 720W) | 1 |  | 888.3916 | 888.3916
PN-SWT-HPOE-1200G | ) | HPOE-1200G | PLANET - 12-Port 802.3at 30w Gigabit High Power over Ethernet Injector Hub (full power - 350W) | 1 |  | 638.2761 | 638.2761
PN-SWT-HPOE-460 | ) | HPOE-460 | PLANET - 4-Port 802.3at 30W High Power over Ethernet Injector Hub - 120W External Power Adapter | 1 |  | 167.3949 | 167.3949
PN-SWT-POE-2400G | ) | POE-2400G | PLANET - 24-Port 802.3af Gigabit Power over Ethernet Injector Hub (full power - 400W) | 1 |  | 740.6223 | 740.6223
PN-SWT-POE-1200G | ) | POE-1200G | PLANET - 12-Port 802.3af Gigabit Power over Ethernet Injector Hub (full power - 200W) | 1 |  | 548.2737 | 548.2737
Iniettori e splitter POE++.
PN-ACC-UPOE-800G | ) | UPOE-800G | PLANET - 8-Port Gigabit 60W Ultra PoE Managed Injector Hub – 400W | 1 |  | 873.8278 | 873.8278
PN-ACC-UPOE-1600G | ) | UPOE-1600G | PLANET - 16-Port Gigabit 60W Ultra PoE Managed Injector Hub – 600W | 1 |  | 1108.5358 | 1108.5358
PN-ACC-UPOE-2400G | ) | UPOE-2400G | PLANET - 24-Port Gigabit 60W Ultra PoE Managed Injector Hub – 800W | 1 |  | 1518.0094 | 1518.0094
PN-ACC-POE-173 | J | POE-173 | PLANET - Single Port 10/100/1000Mbps Ultra POE Injector (60 Watts) - w/internal power, PoE Output 50V DC | 1 |  | 78.1472 | 78.1472
PN-ACC-POE-172 | ) | POE-172 | PLANET - Single Port 10/100/1000Mbps Ultra POE Injector (60 Watts)- W/internal power,802.3at PoE compatible,PoE Output 56VDC | 1 |  | 81.3219 | 81.3219
PN-ACC-POE-171 | ) | POE-171 | PLANET - Single Port 10/100/1000Mbps Ultra POE Injector (60 Watts) -w/external power adapter | 1 |  | 101.3027 | 101.3027
PN-ACC-POE-171A-60 | ) | POE-171A-60 | PLANET - Single-Port 10/100/1000Mbps 802.3bt Ultra PoE Injector (60 Watts, Legacy mode support, PoE Usage LED) -w/external power adapter | 1 |  | 146.7924 | 146.7924
PN-ACC-POE-171A-95 | ) | POE-171A-95 | PLANET - Single-Port 10/100/1000Mbps 802.3bt Ultra PoE Injector (95 Watts, PoH, Legacy mode support, PoE Usage LED) -w/external power adapter | 1 |  | 202.0727 | 202.0727
PN-ACC-POE-171S | ) | POE-171S | PLANET - Single Port 10/100/1000Mbps Ultra POE Spliter (12V/19V/24V) | 1 |  | 107.8742 | 107.8742
PN-ACC-POE-172S | ) | POE-172S | PLANET - Single Port 10/100/1000Mbps 95W Ultra POE Spliter (12V/19V/24V) | 1 |  | 107.8742 | 107.8742
PN-EXT-POE-E304 | ) | POE-E304 | PLANET - 1-Port 60W Ultra PoE to 4-Port 802.3af/at Gigabit PoE Extender | 1 |  | 119.8849 | 119.8849
Iniettori, Splitter, Extender POE+
PN-ACC-POE-161 | J | POE-161 | PLANET - IEEE802.3at High Power PoE Injector - 30W | 1 |  | 58.5394 | 58.5394
PN-ACC-POE-163 | J | POE-163 | PLANET - IEEE802.3at High Power PoE+ Gigabit Ethernet Injector - 30W (All-in-one Pack), PoE Output 53VDC | 1 |  | 52.594 | 52.594
PN-ACC-POE-164 | K | POE-164 | PLANET - IEEE802.3at High Power PoE+ Fast Ethernet Injector - 30W (All-in-one Pack) | 1 |  | 42.2047 | 42.2047
PN-ACC-POE-161S | ) | POE-161S | PLANET - Gigabit IEEE802.3at High Power PoE Splitter - 5V/12V | 1 |  | 59.5872 | 59.5872
PN-ACC-POE-162S | ) | POE-162S | PLANET - IEEE802.3at High Power PoE Splitter - 12V/24V | 1 |  | 59.5872 | 59.5872
PN-ACC-POE-E201 | ) | POE-E201 | PLANET - IEEE802.3at POE+ Repeater (Extender) - High Power POE | 1 |  | 94.3095 | 94.3095
PN-ACC-POE-E202 | ) | POE-E202 | PLANET - 1-Port 802.3at PoE+ to 2-Port 802.3af/at Gigabit PoE Extender | 1 |  | 99.5711 | 99.5711
Iniettori, Splitter, Extender POE std
PN-ACC-POE-152 | ) | POE-152 | PLANET - IEEE802.3af PoE Injector - End-Span for Gigabit Ethernet | 1 |  | 45.2899 | 45.2899
Iniettori POE su cavo coassiale
SOLUZIONI POE SU LUNGA DISTANZA
Trasmissione POE fino a 1 km su cavo coassiale e fino a 500m su UTP
PN-EXT-LRP-101C-KIT | ) | LRP-101C-KIT | PLANET - 1-Port Long Reach POE over Coax Extender Kit (LRP-101CH+LRP-101CE), -20 to 70 Degree C, up to 1KM | 1 |  | 359.6547 | 359.6547
PN-EXT-LRP-101CH | ) | LRP-101CH | PLANET - 1-Port Long Reach POE over Coax Injector, -20 to 70 Degree C, up to 1KM | 1 |  | 200.2522 | 200.2522
PN-EXT-LRP-101U-KIT | ) | LRP-101U-KIT | PLANET - 1-Port Long Reach POE over UTP Extender Kit (LRP-101UH+LRP-101UE), -20 to 70 Degree C, up to 500 meter | 1 |  | 354.8593 | 354.8593
PN-EXT-LRP-101CE | ) | LRP-101CE | PLANET - 1-Port 10/100TX POE PSE + 1-Port Coax Long Reach POE Extender, -20 to 70 Degree C | 1 |  | 207.5785 | 207.5785
PN-EXT-LRP-101UH | ) | LRP-101UH | PLANET - 1-Port Long Reach POE over UTP Injector, -20 to 70 Degree C, up to 500 meter | 1 |  | 200.2522 | 200.2522
PN-EXT-PWR-65-56 | ) | PWR-65-56 | PLANET - 65W AC to DC Power Adapter (100-240VAC to 56VDC) - for LRP-101 series | 1 |  | 34.6689 | 34.6689
PN-EXT-LRP-104CET | ) | LRP-104CET | PLANET - IP30, Industrial 4-Port 10/100TX POE PSE + 1-Port Coax/UTP Long Reach POE Extender, -20 to 70 degrees C | 1 |  | 709.7187 | 709.7187
PN-EXT-LRP-822CS | ) | LRP-822CS | PLANET - IPv4/IPv6, 8-Port Coax + 2-Port 10/100/1000T + 2-Port 100/1000X SFP Long Reach POE over Coaxial Managed Switch (240W) | 1 |  | 1411.2674 | 1411.2674
PN-EXT-LRP-1622CS | ) | LRP-1622CS | PLANET - IPv4/IPv6, 16-Port Coax + 2-Port 10/100/1000T + 2-Port 100/1000X SFP Long Reach POE over Coaxial Managed Switch (440W) | 1 |  | 2212.9422 | 2212.9422
PN-EXT-LRP-422CST | ) | LRP-422CST | PLANET - IP30, Industrial IPv4/IPv6, 4-Port Coax + 2-Port 10/100/1000T + 2-Port 100/1000X SFP Long Reach POE over Coaxial Managed Switch (-40 to 75 C) | 1 |  | 906.3299 | 906.3299
SOLUZIONI ETHERNET INDUSTRIALI
Switch industriali gestiti Layer 2 / 4 10/100/1000Mbps. Barra Din
PN-SWT-IGS632520T4C4X | ) | IGS-6325-20T4C4X | PLANET - IP30 19" Rack Mountable Industrial L3 Managed Core Ethernet Switch, 24*1000T with 4 shared 100/1000X SFP + 4*10G SFP+ (-40 to 75 C, AC + 2 DC, DIDO), ERPS Ring, 1588, Modbus TCP, Cybersecurity features, Hardware Layer3 OSPFv2 and IPv4/IPv6 Static Routing) | 1 |  | 1284.8998 | 1284.8998
PN-SWT-IGSW-24040T | ) | IGSW-24040T | PLANET - IP30 19" Rack Mountable Industrial Ethernet Switch, 24*1000T + 4*1000TP/SFP (-40 to 75 C), ERPS Ring Supported, 1588 , ModBus TCP | 1 |  | 1040.3346 | 1040.3346
PN-SWT-IGS-5225-16T4S | ) | IGS-5225-16T4S | PLANET - IP30 19" Rack Mountable Industrial L2+/L4 Managed Ethernet Switch, 16*1000T + 4*100/1000X SFP (-40 - 75 C, AC Power 30W Incluso+ 2 DC, DIDO Optional), ERPS Ring Supported, 1588, ModBus TCP | 1 |  | 963.8747 | 963.8747
PN-SWT-IGS-20040MT | ) | IGS-20040MT | PLANET - IP30 Industrial 16* 10/100/1000TP + 4* 100/1000F SFP Full Managed Ethernet Switch (-40 to 75 degree C, 2*DI, 2*DO), ERPS Ring Supported, 1588 | 1 |  | 876.4919 | 876.4919
PN-SWT-IGS-10080MFT | ) | IGS-10080MFT | PLANET - IP30 Industrial 8* 100/1000F SFP+2*10/100/1000T Full Managed Ethernet Switch (-40 to 75 degree C),ERPS Ring, 1588 | 1 |  | 522.6982 | 522.6982
PN-SWT-IGS-10020MT | J | IGS-10020MT | PLANET - IP30 Industrial 8* 1000TP + 2* 100/1000F SFP Full Managed Ethernet Switch (-40 to 75 degree C), ERPS Ring, 1588 | 1 |  | 467.5512 | 467.5512
PN-SWT-IGS-12040MT | ) | IGS-12040MT | PLANET - IP30 Industrial 8* 1000TP + 4* 100/1000F SFP Full Managed Ethernet Switch (-40 to 75 degree C, 2*DI, 2*DO, 12V-72VDC IN), ERPS Ring Supported,1588 | 1 |  | 611.8571 | 611.8571
PN-SWT-IGS-5225-4T2S | ) | IGS-5225-4T2S | PLANET - Switch Ind gestito, L2+/L4 4-Port 10/100/1000T + 2-port 100/1000X SFP T(-40 +75C), alim. rid. | 1 |  | 383.6317 | 383.6317
PN-SWT-IGS52258T2S2X | ) | IGS-5225-8T2S2X | PLANET - Industriale gestito L2+/L4 8-Port 1000T + 2-port 100/1000X SFP + 2-port 10G SFP+ T(-40 +75 C). Alim ridond. | 1 |  | 857.8431 | 857.8431
PN-SWT-IGS-801M | ) | IGS-801M | PLANET - IP30 Slim type 8-Port Rame Industrial Manageable Gigabit Ethernet Switch (-40 to 75 degree C) | 1 |  | 273.1822 | 273.1822
SWITCH INDUSTRIALI NON GESTITI.
Switch Gigabit da Barra Din
PN-SWT-IGS-1020TF | ) | IGS-1020TF | PLANET - IP30 Industrial 8-Port 10/100/1000T + 2-Port 100/1000X SFP Ethernet Switch (-40~75 degrees C) | 1 |  | 290.6099 | 290.6099
PN-SWT-IGS-620TF | ) | IGS-620TF | PLANET - IP30 Industrial 4-Port 10/100/1000T + 2-Port 100/1000X SFP Gigabit Switch (-40 to 75 degree C) | 1 |  | 237.3721 | 237.3721
PN-SWT-IGS-801T | ) | IGS-801T | PLANET - IP30 Slim type 8-Port Industrial Gigabit Ethernet Switch (-40 to 75 degree C) | 1 |  | 198.4317 | 198.4317
PN-SWT-IGS-501T | ) | IGS-501T | PLANET - IP30 Slim type 5-Port Industrial Gigabit Ethernet Switch (-40 to 75 degree C) | 1 |  | 134.1379 | 134.1379
PN-SWT-IGS-500T | ) | IGS-500T | PLANET - IP30 Compact size 5-Port 10/100/1000T Gigabit Ethernet Switch (-40~75 degrees C) | 1 |  | 124.0143 | 124.0143
Switch Fast Ethernet da barra Din
PN-SWT-ISW-500T | ) | ISW-500T | PLANET - IP30 Compact size 5-Port 10/100TX Fast Ethernet Switch (-40~75 degrees C) | 1 |  | 104.7883 | 104.7883
PN-SWT-ISW-501T | ) | ISW-501T | PLANET - IP30 Slim Type 5-Port Industrial Fast Ethernet Switch (-40 to 75 degree C) | 1 |  | 104.7883 | 104.7883
PN-SWT-ISW-800T | ) | ISW-800T | PLANET - IP30 Compact size 8-Port 10/100TX Fast Ethernet Switch (-40~75 degrees C) | 1 |  | 112.6474 | 112.6474
PN-SWT-ISW-801T | ) | ISW-801T | PLANET - IP30 Slim Type 8-Port Industrial Fast Ethernet Switch (-40 to 75 degree C) | 1 |  | 112.6474 | 112.6474
PN-SWT-ISW-621T | ) | ISW-621T | PLANET - IP30 Slim Type 4-Port Industrial Ethernet Switch + 2-Port 100Base-FX(SC) (-40 - 75 C) | 1 |  | 165.0416 | 165.0416
PN-SWT-ISW-621TS15 | ) | ISW-621TS15 | PLANET - IP30 Slim Type 4-Port Industrial Ethernet Switch + 2-Port 100Base-FX(15KM) (-40 - 75 C) | 1 |  | 188.6189 | 188.6189
PN-SWT-ISW-621TF | ) | ISW-621TF | PLANET - IP30 Slim Type 4-Port Industrial Ethernet Switch + 2-Port SFP Fiber (-40 - 75 C) | 1 |  | 125.746 | 125.746
PN-SWT-ISW-511 | ) | ISW-511 | PLANET - IP30 Slim Type 4-Port Industrial Ethernet Switch + 1-Port 100Base-FX(SC) (-10 - 60 C) | 1 |  | 125.746 | 125.746
PN-SWT-ISW-511T | ) | ISW-511T | PLANET - IP30 Slim Type 4-Port Industrial Ethernet Switch + 1-Port 100Base-FX(SC) (-40 - 75 C) | 1 |  | 130.9854 | 130.9854
PN-SWT-ISW-511TS15 | ) | ISW-511TS15 | PLANET - IP30 Slim Type 4-Port Industrial Ethernet Switch + 1-Port 100Base-FX(15KM) (-40 - 75 C) | 1 |  | 146.7036 | 146.7036
SWITCH INDUSTRIALI POWER OVER ETHERNET
Switch industriale POE da rack 19"
Switch Industriali Gigabit POE+ da Barra Din
PN-SWT-IGS-20160HPT | ) | IGS-20160HPT | PLANET - IP30 Industrial L2+/L4 16-Port 1000T 802.3at PoE+ 2-Port 1000T + 2-port 100/1000X SFP Full Managed Switch (-40 to 75 C, dual redundant power input on 48~56VDC terminal block, DIDO, ERPS Ring Supported,1588), ModBus TCP | 1 |  | 1182.154 | 1182.154
PN-SWT-IGS-10020HPT | J | IGS-10020HPT | PLANET - IP30 L2+ SNMP Manageable 8-Port Gigabit POE+(AT) Switch + 2-Port Gigabit SFP Industrial Switch (-40 to 75 C), ERPS Ring Supported,1588 , ModBus TCP | 1 |  | 717.7554 | 717.7554
PN-SWT-IGS-10020PT | J | IGS-10020PT | PLANET - IP30 L2+ SNMP Manageable 8-Port Gigabit POE(Af) Switch + 2-Port Gigabit SFP Industrial Switch (-40 to 75 C), ERPS Ring Supported, 1588 , ModBus TCP | 1 |  | 682.456 | 682.456
PN-SWT-IGS-4215-4P4T | ) | IGS-4215-4P4T | PLANET - IP30 Industrial L2/L4 4-Port 10/100/1000T 802.3at PoE + 4-Port 10/100/100T Managed Switch (-40~75 degrees C), dual redundant power input on 48~56VDC terminal block, SNMPv3, 802.1Q VLAN, IGMP Snooping, SSL, SSH, ACL | 1 |  | 513.1074 | 513.1074
PN-SWT-IGS42154P4T2S | ) | IGS-4215-4P4T2S | PLANET - IP30 Industrial L2/L4 4-Port 10/100/1000T 802.3at PoE + 4-Port 10/100/100T + 2-Port 100/1000X SFP Managed Switch (-40~75 degrees C), dual redundant power input on 48~56VDC terminal block, SNMPv3, 802.1Q VLAN, IGMP Snooping, SSL, SSH, ACL | 1 |  | 534.4869 | 534.4869
PN-SWT-IGS42158P2T2S | J | IGS-4215-8P2T2S | PLANET - IP30 Industrial L2/L4 8-Port 10/100/1000T 802.3at PoE + 2-Port 10/100/100T + 2-Port 100/1000X SFP Managed Switch (-40~75 degrees C), dual redundant power input on 48~56VDC terminal block, SNMPv3, 802.1Q VLAN, IGMP Snooping, SSL, SSH, ACL | 1 |  | 635.39 | 635.39
PN-SWT-IGS52254U1T2S | ) | IGS-5225-4UP1T2S | PLANET - IP30 Industrial L2+/L4 4-Port 60W 1000T Ultra PoE+ 1-Port 1000T + 2-port 100/1000X SFP Full Managed Switch (-40 to 75 C, dual redundant power input on 48~56VDC terminal block, DIDO, ERPS Ring Supported, 1588), ModBus TCP | 1 |  | 694.6665 | 694.6665
PN-SWT-IGS-5225-4P2S | J | IGS-5225-4P2S | PLANET - IP40 Industrial L2+/L4 4-Port 1000T 802.3at PoE + 2-Port 100/1000X SFP Full Managed Switch | 1 |  | 465.9527 | 465.9527
PN-SWT-IGS-5225-8P4S | ) | IGS-5225-8P4S | PLANET - IP30 Industrial L2+/L4 8-Port 10/100/1000T 802.3at PoE+ 4-port 100/1000X SFP Full Managed Switch (-40 to 75 C, dual redundant power input on 48~56VDC terminal block, DIDO, ERPS Ring Supported, 1588), ModBus TCP | 1 |  | 759.9371 | 759.9371
PN-SWT-IGS52258P2S2X | ) | IGS-5225-8P2S2X | PLANET - IP30 Industrial L2+/L4 8-Port 1000T 802.3at PoE+ 2-port 100/1000X SFP + 2-port 10G SFP+ Full Managed Switch (-40 to 75 C, dual redundant power input on 48~56VDC terminal block, DIDO), (ERPS Ring, 1588 e ModBus TCP disponibili da Giugno 18) | 1 |  | 916.942 | 916.942
PN-SWT-IGS-624HPT | ) | IGS-624HPT | PLANET - IP30,Unmanaged, 6-Port Gigabit Switch with 4-Port 802.3AT POE+ plus 2-port 100/1000X SFP (-40 to 75 C) | 1 |  | 420.0412 | 420.0412
PN-SWT-IGS-504HPT | ) | IGS-504HPT | PLANET - IP30, Unmanaged, 5-Port Gigabit Switch with 4-Port 802.3AT POE+ (-40 to 75 C) | 1 |  | 366.8478 | 366.8478
Switch Industriali Fast Ethernet POE+ da Barra Din
PN-SWT-ISW-504PT | ) | ISW-504PT | PLANET - IP30 5-Port 10/100TX , Con 4 Porte PoE 802.3af Industrial Fast Ethernet Switch (-40 to 75 C), Power Input 24/48VDC- Output per port PoE 48VDC | 1 |  | 280.7083 | 280.7083
PN-SWT-ISW-514PTF | ) | ISW-514PTF | PLANET - IP30 4-Port/TP + 1-Port Fiber(SFP) POE Industrial Fast Ethernet Switch (-40 to 75 C), Power Input 24/48VDC- Output per port PoE 48VDC | 1 |  | 283.2836 | 283.2836
PN-SWT-IFGS-1022HPT | ) | IFGS-1022HPT | PLANET - IP30 Industrial 8-Port 10/100TX 802.3at PoE + 2-Port Gigabit TP/SFP combo Ethernet Switch (-40 to 75 C, 250m Extend mode, dual redundant power input on 48~56VDC terminal block) | 1 |  | 445.9719 | 445.9719
Solar Power Poe Convertion
PN-SWT-BSP-360 | ) | BSP-360 | PLANET - IP30 Industrial Renewable Energy 4-Port 10/100/1000T 802.3at PoE+ Managed Ethernet Switch. (-10 to 60 degree C, 4-Port Gigabit 802.3at PoE+ injector + 1-Port Gigabit Ethernet; 24V/1A DC output, Web managemen | 1 |  | 881.1541 | 881.1541
Iniettori e Splitter Industriali
PN-ACC-IPOE-162 | ) | IPOE-162 | PLANET - IP30, Industrial 802.3at (30W) High Power PoE Injector (-40 to 75 C) | 1 |  | 133.9159 | 133.9159
PN-ACC-IPOE-162S | ) | IPOE-162S | PLANET - IP30, Industrial 802.3at High Power PoE Splitter - 12V & 24V (-40 to 75 C) | 1 |  | 124.6803 | 124.6803
PN-ACC-IPOE-171-60W | ) | IPOE-171-60W | PLANET - IP30, Industrial Single-Port 10/100/1000Mbps 802.3bt Ultra PoE Injector (60 Watts, Legacy mode support, PoE Usage LED, -40 to 75 C) | 1 |  | 220.5882 | 220.5882
PN-ACC-IPOE-171-95W | ) | IPOE-171-95W | PLANET - IP30, Industrial Single-Port 10/100/1000Mbps 802.3bt Ultra PoE Injector (95 Watts, PoH, Legacy mode support, PoE Usage LED, -40 to 75 C, 24V DC power boost) | 1 |  | 301.2219 | 301.2219
PN-EXT-IPOE-E174 | ) | IPOE-E174 | PLANET - IP30 Industrial 1-Port 60W Ultra POE to 4-Port 802.3af/at Gigabit POE Extender (-40 to 75 C) | 1 |  | 245.098 | 245.098
PN-EXT-IPOE-E202 | ) | IPOE-E202 | PLANET - IP63-rated Industrial 1-Port 802.3at PoE+ to 2-Port 802.3af PoE Extender (-40~75 degrees C), 3 x waterproof RJ45 connectors included | 1 |  | 244.21 | 244.21
Soluzioni industriali stagne EN50155
Soluzioni Industriali Flat Non Gestite
PN-SWT-WGS-803 | ) | WGS-803 | PLANET - IP30 8-Port Gigabit Wall-mount Switch (-10 to 60 C), dual redundant power input on 12-48VDC terminal block and power jack | 1 |  | 159.8465 | 159.8465
PN-SWT-WGS-804HP | ) | WGS-804HP | PLANET - IP30 8-Port Gigabit Wall-mount Switch with 4-Port 802.3at POE+ (-10 to 60 C), dual redundant power input on 48-56V DC terminal block and power jack | 1 |  | 217.6577 | 217.6577
Soluzioni Industriali Flat Gestite
PN-SWT-WGS-804HPT | ) | WGS-804HPT | PLANET - IP30, IPv6/IPv4, 8-Port 1000TP Wall-mount Managed Ethernet Switch with 4-Port 802.3at POE+ (-40 to 75 C), dual redundant power input on 48-56VDC terminal block and power jack, SNMPv3, 802.1Q VLAN, IGMP Snooping, SSL, SSH, ACL | 1 |  | 278.466 | 278.466
PN-SWT-WGS-4215-8T | ) | WGS-4215-8T | PLANET - IP30, IPv6/IPv4, 8-Port 1000TP Wall-mount Managed Ethernet Switch (-40 to 75 C), dual redundant power input on 12-48VDC / 24VAC terminal block and power jack, SNMPv3, 802.1Q VLAN, IGMP Snooping, SSL, SSH, ACL | 1 |  | 243.6772 | 243.6772
PN-SWT-WGS-4215-8T2S | ) | WGS-4215-8T2S | PLANET - IP30, IPv6/IPv4, 8-Port 1000TP + 2-Port 100/1000F SFP Wall-mount Managed Ethernet Switch (-40 to 75 C), dual redundant power input on 12-48VDC / 24VAC terminal block and power jack, SNMPv3, 802.1Q VLAN, IGMP Snooping, SSL, SSH, ACL | 1 |  | 280.3087 | 280.3087
PN-SWT-WGS-5225-8T2SV | ) | WGS-5225-8T2SV | PLANET - IP30, IPv6/IPv4, L2+ 8-Port 10/100/1000T + 2-Port 100/1000X SFP Wall-mount Managed Switch with LCD touch screen (-20~70 degrees C, dual power input on 12-48VDC terminal block and power jack, ERPS Ring, 1588, Modbus TCP, ONVIF, SNMPv3, 802.1Q VLAN, IGMP Snooping, SSL, SSH, ACL) | 1 |  | 414.1802 | 414.1802
PN-SWT-WGS-4215-8P2S | J | WGS-4215-8P2S | PLANET - IP30, IPv6/IPv4, 8-Port 1000T 802.3at PoE + 2-Port 100/1000X SFP Wall-mount Managed Ethernet Switch (-40 to 75 C, dual power input on 48-56VDC terminal block and power jack, SNMPv3, 802.1Q VLAN, IGMP Snooping, SSL, SSH, ACL) | 1 |  | 440.577 | 440.577
PN-SWT-WGS-5225-8P2S | ) | WGS-5225-8P2S | PLANET - IP30, IPv6/IPv4, L2+ 8-Port 10/100/1000T 802.3at PoE + 2-Port 100/1000X SFP Wall-mount Managed Switch (-40~75 degrees C, dual power input on 48-56VDC terminal block and power jack, ERPS Ring, 1588, Modbus TCP, ONVIF, SNMPv3, 802.1Q VLAN, IGMP Snooping, SSL, SSH, ACL) | 1 |  | 475.6323 | 475.6323
PN-SWT-WGS-5225-8P2SV | ) | WGS-5225-8P2SV | PLANET - IP30, IPv6/IPv4, L2+ 8-Port 10/100/1000T 802.3at PoE + 2-Port 100/1000X SFP Wall-mount Managed Switch with LCD touch screen (-20~70 degrees C, dual power input on 48-56VDC terminal block and power jack, ERPS Ring, 1588, Modbus TCP, ONVIF, SNMPv3, 802.1Q VLAN, IGMP Snooping, SSL, SSH, ACL) | 1 |  | 549.5169 | 549.5169
GATEWAY INDUSTRIALI LTE
PN-LTE-ICG-2420-LTE | K | ICG-2420-LTE-EU | PLANET - Industrial 4G LTE Cellular Gateway with 4-Port 10/100TX (2-SIM Card Slot, 1 RS232, 1 RS485, DI/DO, -20~70 degrees C, VPN, LTE Band B1/B3/B5/B7/B8/B20) | 1 |  | 600.7658 | 600.7658
Media Converter Industriali 10G
PN-CNV-IXT-705AT | ) | IXT-705AT | PLANET - Industrial 10G/5G/2.5G/1G/100M Copper to 10GBASE-X SFP+ Media Converter (-40 to 75 degree C, dual redundant power input on 12-48VDC / 24VAC terminal block) | 1 |  | 370.6442 | 370.6442
Mediaconverter Barra Din
PN-CNV-IGT-1205AT | ) | IGT-1205AT | PLANET - IP30 Industrial 10/100/1000T to 2-Port 100/1000X SFP Gigabit Media Converter (-40 to 75 degree C) | 1 |  | 234.4416 | 234.4416
PN-CNV-IGT-805AT | J | IGT-805AT | PLANET - IP30 Industrial 10/100/1000T to 100/1000X SFP Gigabit Media Converter (-40 to 75 degree C) | 1 |  | 142.9739 | 142.9739
PN-CNV-IGTP-802T | ) | IGTP-802T | PLANET - IP30 Industrial 10/100/1000BASE-T to 100/1000BASE-SX Converter with 802.3at PoE+ (Multi-mode, 220m/550m, -40 to 75C, 12V~48V DC power boost) | 1 |  | 240.8355 | 240.8355
PN-CNV-IGTP-802TS | ) | IGTP-802TS | PLANET - IP30 Industrial 10/100/1000BASE-T to 100/1000BASE-LX Converter with 802.3at PoE+ (Single mode, 10km, -40 to 75C, 12V~48V DC power boost) | 1 |  | 248.3616 | 248.3616
PN-CNV-IGT-905A | ) | IGT-905A | PLANET - IP30 Industrial SNMP Manageable 10/100/1000Base-T to MiniGBIC (SFP) Gigabit Converter | 1 |  | 202.4723 | 202.4723
PN-CNV-IGTP-805AT | ) | IGTP-805AT | PLANET - IP30 Industrial 10/100/1000Base-T to Gigabit SFP Converter with 802.3at POE+ (-40 to 75C) | 1 |  | 218.1905 | 218.1905
PN-CNV-IFT-802T | ) | IFT-802T | PLANET - IP30 Slim type Industrial Fast Ethernet Media Converter SC MM (-40 to 75 degree C) | 1 |  | 146.7924 | 146.7924
PN-CNV-IFT-802TS15 | ) | IFT-802TS15 | PLANET - IP30 Slim type Industrial Fast Ethernet Media Converter SC SM-15KM (-40 to 75 degree C) | 1 |  | 156.916 | 156.916
PN-CNV-IFT-805AT | ) | IFT-805AT | PLANET - IP30 Slim type Industrial Fast Ethernet Media Converter SFP (-40 to 75 degree C) | 1 |  | 133.9159 | 133.9159
PN-EXT-IVC-234GT | ) | IVC-234GT | PLANET - IP30 Industrial Gigabit Ethernet Extender w/ G.vectoring, 4-Port 10/100/1000T RJ45 (LAN), 1-Port BNC, 1-Port RJ11 (-40 to 75C) | 1 |  | 314.5869 | 314.5869
ModBus e Coverter di Seriale da Barra DIN
Alimentatori Industriali da Barra DIN.
PN-ACC-MDR-20-12 | ) | MDR-20-12 | PLANET - 12V, 20W Din-Rail Power Supply (MDR-20-12) - slim type, | 1 |  | 23.5394 | 23.5394
PN-ACC-PWR-40-24 | K | PWR-40-24 | PLANET - 24V, 40W Din-Rail Power Supply (MDR-40-24) - slim type, 1,7A | 1 |  | 25.5605 | 25.5605
PN-ACC-MDR-40-24 | J | MDR-40-24 | PLANET - 24V, 40W Din-Rail Power Supply (MDR-40-24) - slim type, 1,7A | 1 |  | 27.2534 | 27.2534
PN-ACC-PWR-60-24 | K | PWR-60-24 | PLANET - 24V, 60W Din-Rail Power Supply (MDR-60-24) - slim type, 2,5A | 1 |  | 31.4029 | 31.4029
PN-ACC-MDR-60-24 | J | MDR-60-24 | PLANET - 24V, 60W Din-Rail Power Supply (MDR-60-24) - slim type, 2,5A | 1 |  | 33.7398 | 33.7398
PN-ACC-NDR-75-24 | ) | NDR-75-24 | PLANET - 24V, 75W Din-Rail Power Supply (NDR-75-24), 3,2A | 1 |  | 44.2018 | 44.2018
PN-ACC-NDR-75-48 | ) | NDR-75-48 | PLANET - 48V-55V , 75W Din-Rail Power Supply (NDR-75-48), 1,6A | 1 |  | 46.0326 | 46.0326
PN-ACC-NDR-120-48 | J | NDR-120-48 | PLANET - 48V-55V , 120W Din-Rail Power Supply (NDR-120-48), 2,5A | 1 |  | 41.194 | 41.194
PN-ACC-NDR-120-24 | ) | NDR-120-24 | PLANET - 24V, 120W Din-Rail Power Supply (NDR-120-24), 5A | 1 |  | 43.1556 | 43.1556
PN-ACC-NDR-120-12 | ) | NDR-120-12 | PLANET - 12V, 120W Din-Rail Power Supply (NDR-120-12), 10A | 1 | ↓ | 42.7989 | 42.7989
PN-ACC-PWR-240-48 | K | PWR-240-48 | PLANET - 48V-55V , 240W Din-Rail Power Supply (NDR-240-48), 5A | 1 |  | 66.3281 | 66.3281
PN-ACC-NDR-240-48 | J | NDR-240-48 | PLANET - 48V-55V , 240W Din-Rail Power Supply (NDR-240-48), 5A | 1 |  | 74.0183 | 74.0183
PN-ACC-NDR-480-48 | J | NDR-480-48 | PLANET - 48V-55V, 480W Din-Rail Power Supply (NDR-480-48), 10A | 1 |  | 156.9293 | 156.9293
PN-ACC-SDR-75-48 | ) | SDR-75-48 | PLANET - 48V-55V, 75W Din-Rail Power Supply (SDR-75-48), 1,6A | 1 |  | 61.0455 | 61.0455
PN-ACC-SDR-120-48 | ) | SDR-120-48 | PLANET - 48V ~ 55V, 120W Din-Rail Power Supply, Slim (SDR-120-48), 2,5A with PFC | 1 |  | 88.822 | 88.822
PN-ACC-SDR-240-48 | ) | SDR-240-48 | PLANET - 48V ~ 55V, 240W Din-Rail Power Supply, Slim (SDR-240-48), 5A with PFC | 1 |  | 142.8057 | 142.8057
PN-ACC-SDR-480-48 | ) | SDR-480-48 | PLANET - 48V ~ 55V, 480W Din-Rail Power Supply, Slim (SDR-480-48), 10A with PFC | 1 |  | 238.913 | 238.913
Transciever con Temperatura Estesa.
PN-ACC-MTB-TSR | ) | MTB-TSR | PLANET - 10G SFP+ Fiber Transceiver (Multi-mode, DDM, -40~75 degrees C) -300M | 1 |  | 79.9233 | 79.9233
PN-ACC-MTB-TLR | ) | MTB-TLR | PLANET - 10G SFP+ Fiber Transceiver (Single-mode, DDM, -40~75 degrees C) -10KM | 1 |  | 130.9854 | 130.9854
PN-ACC-MGB-TSX | J | MGB-TSX | PLANET - Mini GBIC SX Module (Multi-mode),(-40 to 75 C), DDM Supported | 1 |  | 34.1006 | 34.1006
PN-ACC-MGB-TSX2 | J | MGB-TSX2 | PLANET - Mini GBIC Multi-mode SX 2KM Module (-40 to 75 C), DDM Supported | 1 |  | 38.896 | 38.896
PN-ACC-MGB-TLX | J | MGB-TLX | PLANET - Mini GBIC LX Module (Single Mode , 20 KM) (-40 to 75 C), DDM Supported | 1 |  | 40.3568 | 40.3568
PN-ACC-MGB-TL40 | ) | MGB-TL40 | PLANET - Mini GBIC Single Mode LX Module - 40KM, DDM Supported (-40 to 75 C) | 1 |  | 51.4617 | 51.4617
PN-ACC-MGB-TLA10 | ) | MGB-TLA10 | PLANET - Mini GBIC WDM TX1310 Module - 10KM (-40 to 75C), DDM Supported, Single Fiber | 1 |  | 53.2822 | 53.2822
PN-ACC-MGB-TLB10 | ) | MGB-TLB10 | PLANET - Mini GBIC WDM TX1550 Module - 10KM (-40 to 75C), DDM Supported, Single Fiber | 1 |  | 61.2745 | 61.2745
PN-ACC-MGB-TLA20 | ) | MGB-TLA20 | PLANET - Mini GBIC WDM TX1310 Module - 20KM (-40 to 75C), DDM Supported, Single Fiber | 1 |  | 57.5448 | 57.5448
PN-ACC-MGB-TLB20 | ) | MGB-TLB20 | PLANET - Mini GBIC WDM TX1550 Module - 20KM (-40 to 75C), DDM Supported, Single Fiber | 1 |  | 69.2668 | 69.2668
PN-ACC-MGB-TLA40 | ) | MGB-TLA40 | PLANET - Mini GBIC WDM TX1310 Module - 40KM (-40 to 75C), DDM Supported, Single Fiber | 1 |  | 103.9003 | 103.9003
PN-ACC-MGB-TLB40 | ) | MGB-TLB40 | PLANET - Mini GBIC WDM TX1550 Module - 40KM (-40 to 75C), DDM Supported, Single Fiber | 1 |  | 106.5644 | 106.5644
PN-ACC-MFB-TFX | J | MFB-TFX | PLANET - 100Mbps SFP fiber transceiver (Multi-mode) (2KM) (-40 to 75 C) | 1 |  | 43.496 | 43.496
PN-ACC-MFB-TF20 | ) | MFB-TF20 | PLANET - 20KM, 100Mbps SFP fiber transceiver - (-40 to 75 C) | 1 |  | 51.2042 | 51.2042
PN-ACC-MFB-TFA20 | ) | MFB-TFA20 | PLANET - WDM Tx-1310, 20KM, 100Mbps SFP fiber transceiver (-40 to 75C), Single Fiber | 1 |  | 49.0018 | 49.0018
PN-ACC-MFB-TFB20 | ) | MFB-TFB20 | PLANET - WDM Tx-1550, 20KM, 100Mbps SFP fiber transceiver (-40 to 75C), Single Fiber | 1 |  | 51.2042 | 51.2042
PN-ACC-MFB-TFA40 | ) | MFB-TFA40 | PLANET - WDM Tx-1310, 40KM, 100Mbps SFP fiber transceiver (-40 to 75C), Single Fiber | 1 |  | 71.5757 | 71.5757
PN-ACC-MFB-TFB40 | ) | MFB-TFB40 | PLANET - WDM Tx-1550, 40KM, 100Mbps SFP fiber transceiver (-40 to 75C), Single Fiber | 1 |  | 82.5874 | 82.5874
PN-ACC-MFB-TSA | ) | MFB-TSA | PLANET - Multi-mode WDM Tx-1310, 2KM, 100Mbps SFP fiber transceiver (-40 to 75C), DDM supported | 1 |  | 68.8228 | 68.8228
PN-ACC-MFB-TSB | ) | MFB-TSB | PLANET - Multi-mode WDM Tx-1550, 2KM, 100Mbps SFP fiber transceiver (-40 to 75C) , DDM supported | 1 |  | 71.5757 | 71.5757
MEDIA CONVERTER PER FIBRA OTTICCA
Armadi Standard per Media Converter
PN-CNV-MC-700 | ) | MC-700 | PLANET - 7-Slot 10" Media Converter Chassis | 1 |  | 269.7855 | 269.7855
PN-CNV-MC-1500 | ) | MC-1500 | PLANET - 15-slot 19" Media Converter Chassis | 1 |  | 519.5013 | 519.5013
PN-CNV-MC-1500R | ) | MC-1500R | PLANET - 15-slot 19" Media Converter Chassis with Redundant Power Option | 1 |  | 634.946 | 634.946
PN-CNV-MC-1500R48 | ) | MC-1500R48 | PLANET - 15-slot 19" Media Converter Chassis with Redundant Power Option | 1 |  | 594.5404 | 594.5404
PN-ACC-MC15-RPS130 | ) | MC15-RPS130 | PLANET - 130W Redundant Power Supply, 100-240VAC for MC-1500R/48 | 1 |  | 202.4723 | 202.4723
PN-ACC-MC15-RPS48 | ) | MC15-RPS48 | PLANET - DC -48V Redundant Power Supply for MC-1500R/48 | 1 |  | 133.2055 | 133.2055
Media Converter 10G
PN-CNV-XT-705A | ) | XT-705A | PLANET - 10G/5G/2.5G/1G/100M Copper to 10GBASE-X SFP+ Media Converter | 1 |  | 234.4416 | 234.4416
Gigabit Media Converter
PN-CNV-GT-802 | J | GT-802 | PLANET - 10/100/1000Base-T to 1000Base-SX Gigabit Converter | 1 |  | 101.8578 | 101.8578
PN-CNV-GT-802S | ) | GT-802S | PLANET - 10/100/1000Base-T to 1000Base-LX Gigabit Converter (Single Mode) | 1 |  | 106.4978 | 106.4978
PN-CNV-GT-806A15 | ) | GT-806A15 | PLANET - 10/100/1000Base-T to WDM Bi-directional Fiber Converter - 1310nm - 15KM | 1 |  | 132.1398 | 132.1398
PN-CNV-GT-806B15 | ) | GT-806B15 | PLANET - 10/100/1000Base-T to WDM Bi-directional Fiber Converter - 1550nm - 15KM | 1 |  | 143.1515 | 143.1515
PN-CNV-GT-806A60 | ) | GT-806A60 | PLANET - 10/100/1000Base-T to WDM Bi-directional Fiber Converter - 1310nm - 60KM | 1 |  | 207.8005 | 207.8005
PN-CNV-GT-806B60 | ) | GT-806B60 | PLANET - 10/100/1000Base-T to WDM Bi-directional Fiber Converter - 1550nm - 60KM | 1 |  | 229.1134 | 229.1134
PN-CNV-GT-805A | ) | GT-805A | PLANET - 10/100/1000Base-T to miniGBIC (SFP) Converter | 1 |  | 88.0932 | 88.0932
PN-CNV-GT-1205A | ) | GT-1205A | PLANET - 1-Port 10/100/1000Base-T - 2-Port Gigabit SFP Switch/Redundant Media Converter | 1 |  | 151.943 | 151.943
Fast Ethernet Media Converter
PN-CNV-FT-801 | ) | FT-801 | PLANET - 10/100Base-TX to 100Base-FX (ST) Bridge Media Converter, LFPT Supported | 1 |  | 79.8345 | 79.8345
PN-CNV-FT-802 | ) | FT-802 | PLANET - 10/100Base-TX to 100Base-FX (SC) Bridge Media Converter, LFPT Supported | 1 |  | 79.8345 | 79.8345
PN-CNV-FT-803 | ) | FT-803 | PLANET - 10/100Base-TX to 100Base-FX (MT-RJ) Bridge Media Converter, LFPT Supported | 1 |  | 206.9569 | 206.9569
PN-CNV-FT-802S15 | ) | FT-802S15 | PLANET - 10/100TX - 100Base-FX (SC) Single Mode Bridge Fiber Converter - 15KM, LFPT | 1 |  | 86.6724 | 86.6724
PN-CNV-FT-802S35 | ) | FT-802S35 | PLANET - 10/100TX - 100Base-FX (SC) Single Mode Bridge Fiber Converter - 35KM, LFPT | 1 |  | 105.6319 | 105.6319
PN-CNV-FT-802S50 | ) | FT-802S50 | PLANET - 10/100TX - 100Base-FX (SC) Single Bridge Mode Fiber Converter - 50KM, LFPT | 1 |  | 108.3404 | 108.3404
PN-CNV-FT-806A20 | ) | FT-806A20 | PLANET - 10/100TX - 100Base-FX (WDM) Bi-directional Fiber Converter - 1310nm - 20KM, LFPT | 1 |  | 97.5064 | 97.5064
PN-CNV-FT-806B20 | ) | FT-806B20 | PLANET - 10/100TX - 100Base-FX (WDM) Bi-directional Fiber Converter - 1550nm - 20KM, LFPT | 1 |  | 102.9234 | 102.9234
Convertitore Video su Fibra Ottica
PN-CNV-VF-101G-KIT | ) | VF-101G-KIT | PLANET - 1-Channel 4-in-1 Video over Gigabit Fiber(ST) converter up to 20KM, a pair include Tx & Rx in package (TVI/CVI/AHD/CVBS) | 1 |  | 344.2029 | 344.2029
PN-CNV-VF-102G-KIT | ) | VF-102G-KIT | PLANET - 1-Channel 4-in-1 Video over Gigabit Fiber(FC) converter up to 20KM, a pair include Tx & Rx in package (TVI/CVI/AHD/CVBS) | 1 |  | 349.2647 | 349.2647
PN-CNV-VF-106G-KIT | ) | VF-106G-KIT | PLANET - 1-Channel 4-in-1 Video over Gigabit Fiber(SC WDM) converter up to 20KM, a pair include Tx & Rx in package (TVI/CVI/AHD/CVBS) | 1 |  | 369.5119 | 369.5119
PN-CNV-VF-402-KIT | ) | VF-402-KIT | PLANET - 4-Channel 4-in-1 Video over Fiber(FC) converter up to 20KM, a pair include Tx & Rx in package (TVI/CVI/AHD/CVBS) | 1 |  | 638.6758 | 638.6758
Media Converter da Seriale a Fibra Ottica
Media Converter Gestiti
PN-CNV-GT-905A | ) | GT-905A | PLANET - Web/SNMP Manageable 10/100/1000Base-T to MiniGBIC (SFP) Gigabit Converter | 1 |  | 115.6223 | 115.6223
Armadi per Media Converter Gestiti
PN-CNV-MC-1610MR | ) | MC-1610MR | PLANET - 19" 16-slot SNMP Managed Media Converter Chassis (AC Power) with redundant power option | 1 |  | 808.1131 | 808.1131
PN-CNV-MC-1610MR48 | ) | MC-1610MR48 | PLANET - 19" 16-slot SNMP Managed Media Converter Chassis (-48VDC) with redundant power option | 1 |  | 776.3658 | 776.3658
PN-ACC-MC-RPS130 | ) | MC-RPS130 | PLANET - 130W Redundant Power Supply, 100-240VAC for MC-1610MR/48 | 1 |  | 213.9724 | 213.9724
PN-ACC-MC-RPS48 | ) | MC-RPS48 | PLANET - 130W Redundant Power Supply, DC -48V for MC-1610MR/48 | 1 |  | 148.9681 | 148.9681
Media Converter Gigabit con gestione Lite
PN-CNV-GST-802 | ) | GST-802 | PLANET - 10/100/1000Base-T to 1000Base-SX Smart Gigabit Converter | 1 |  | 149.3677 | 149.3677
PN-CNV-GST-802S | ) | GST-802S | PLANET - 10/100/1000Base-T to 1000Base-LX Smart Gigabit Converter (Single Mode) | 1 |  | 172.5455 | 172.5455
PN-CNV-GST-805A | ) | GST-805A | PLANET - 10/100/1000Base-T to Mini-GBIC Smart Gigabit Converter | 1 |  | 100.4369 | 100.4369
PN-CNV-GST-806A15 | ) | GST-806A15 | PLANET - 10/100/1000Base-T to WDM Bi-directional Smart Fiber Converter - 1310nm - 15KM | 1 |  | 175.1208 | 175.1208
PN-CNV-GST-806B15 | ) | GST-806B15 | PLANET - 10/100/1000Base-T to WDM Bi-directional Smart Fiber Converter - 1550nm - 15KM | 1 |  | 203.4491 | 203.4491
PN-CNV-GST-806A60 | ) | GST-806A60 | PLANET - 10/100/1000Base-T to WDM Bi-directional Smart Fiber Converter - 1310nm - 60KM | 1 |  | 361.4308 | 361.4308
PN-CNV-GST-806B60 | ) | GST-806B60 | PLANET - 10/100/1000Base-T to WDM Bi-directional Smart Fiber Converter - 1550nm - 60KM | 1 |  | 385.8518 | 385.8518
Media Converter Fast Ethernet con gestione Lite
PN-CNV-FST-801 | ) | FST-801 | PLANET - 10/100Base-TX to 100Base-FX (ST) Smart Media Converter | 1 |  | 103.9003 | 103.9003
PN-CNV-FST-802 | ) | FST-802 | PLANET - 10/100Base-TX to 100Base-FX (SC) Smart Media Converter | 1 |  | 101.2361 | 101.2361
PN-CNV-FST-802S15 | ) | FST-802S15 | PLANET - 10/100Base-TX to 100Base-FX (SC) Smart Media Converter - Single Mode 15KM | 1 |  | 114.5567 | 114.5567
PN-CNV-FST-802S35 | ) | FST-802S35 | PLANET - 10/100Base-TX to 100Base-FX (SC) Smart Media Converter - Single Mode 35KM | 1 |  | 122.549 | 122.549
PN-CNV-FST-802S50 | ) | FST-802S50 | PLANET - 10/100Base-TX to 100Base-FX (SC) Smart Media Converter - Single Mode 50KM | 1 |  | 154.5627 | 154.5627
PN-CNV-FST-806A20 | ) | FST-806A20 | PLANET - 10/100Base-TX to 100Base-FX WDM Smart Media Converter - Tx: 1310) - 20KM | 1 |  | 119.8849 | 119.8849
PN-CNV-FST-806B20 | ) | FST-806B20 | PLANET - 10/100Base-TX to 100Base-FX WDM Smart Media Converter - Tx: 1550) - 20KM | 1 |  | 119.8849 | 119.8849
PN-CNV-FST-806A60 | ) | FST-806A60 | PLANET - 10/100Base-TX to 100Base-FX WDM Smart Media Converter - Tx: 1310) - 60KM | 1 |  | 232.8431 | 232.8431
PN-CNV-FST-806B60 | ) | FST-806B60 | PLANET - 10/100Base-TX to 100Base-FX WDM Smart Media Converter - Tx: 1550) - 60KM | 1 |  | 337.0098 | 337.0098
Media Converter POE
PN-CNV-GTP-805A | ) | GTP-805A | PLANET - IEEE802.3af/at PoE 10/100/1000Base-T to MiniGBIC (SFP) Converter | 1 |  | 128.3657 | 128.3657
PN-CNV-FTP-802 | ) | FTP-802 | PLANET - IEEE802.3af PoE 10/100Base-TX to 100Base-FX (SC) Media Converter | 1 |  | 117.8868 | 117.8868
PN-CNV-FTP-802S15 | ) | FTP-802S15 | PLANET - IEEE802.3af PoE 10/100TX - 100Base-FX (SC) Single Mode Fiber Converter - 15KM | 1 |  | 123.1262 | 123.1262
Passive Optical Network (PON)
PN-ACC-EPL-SPT-8 | ) | EPL-SPT-8 | PLANET - GEPON Splitter (1x8 PLC Splitter, Wavelength 1260 ~ 1650 nm) | 1 |  | 53.9571 | 53.9571
PN-ACC-EPL-SPT-32 | ) | EPL-SPT-32 | PLANET - GEPON Splitter (1x32 PLC Splitter, Wavelength 1260 ~ 1650 nm) | 1 |  | 159.8021 | 159.8021
PN-ACC-EPL-SPT-64 | ) | EPL-SPT-64 | PLANET - GEPON Splitter (1x64 PLC Splitter, Wavelength 1260 ~ 1650 nm) | 1 |  | 255.7545 | 255.7545
PN-ACC-EPN-110 | ) | EPN-110 | PLANET - GEPON ONU with 1-Port Gigabit Ethernet (Plastic Case) | 1 |  | 42.7945 | 42.7945
TRANCEIVER SFP
40G QSFP+ Fiber Transceivers
10000Mbps 10G Ethernet XFP/SFP+ Fiber Transceivers
PN-ACC-MTB-RJ | ) | MTB-RJ | PLANET - 10GBASE-T SFP+ Copper RJ45 Transceiver | 1 |  | 192.9259 | 192.9259
PN-ACC-MTB-SR | ) | MTB-SR | PLANET - 10G SFP+ Fiber Transceiver (Multi-mode) | 1 |  | 61.0525 | 61.0525
PN-ACC-MTB-LR | ) | MTB-LR | PLANET - 10G SFP+ Fiber Transceiver (Single-Mode) | 1 |  | 102.5682 | 102.5682
PN-ACC-MTB-LA20 | ) | MTB-LA20 | PLANET - 10G SFP+ Fiber Transceiver (WDM, TX:1270nm, RX:1330nm) - 20KM , Single Fiber | 1 |  | 166.0628 | 166.0628
PN-ACC-MTB-LB20 | ) | MTB-LB20 | PLANET - 10G SFP+ Fiber Transceiver (WDM, TX:1330nm, RX:1270nm) - 20KM , Single Fiber | 1 |  | 166.0628 | 166.0628
PN-ACC-MTB-LA40 | ) | MTB-LA40 | PLANET - 10G SFP+ Fiber Transceiver (WDM, TX:1270nm, RX:1330nm) - 40KM , Single Fiber | 1 |  | 192.9259 | 192.9259
PN-ACC-MTB-LB40 | ) | MTB-LB40 | PLANET - 10G SFP+ Fiber Transceiver (WDM, TX:1330nm, RX:1270nm) - 40KM , Single Fiber | 1 |  | 192.9259 | 192.9259
PN-ACC-MTB-LA60 | ) | MTB-LA60 | PLANET - 10G SFP+ Fiber Transceiver (WDM, TX:1270nm, RX:1330nm) - 60KM , Single Fiber | 1 |  | 356.5466 | 356.5466
PN-ACC-MTB-LB60 | ) | MTB-LB60 | PLANET - 10G SFP+ Fiber Transceiver (WDM, TX:1330nm, RX:1270nm) - 60KM , Single Fiber | 1 |  | 363.0293 | 363.0293
1000Mbps Gigabit Ethernet SFP Fiber Transceivers
PN-ACC-MGB-GT | ) | MGB-GT | PLANET - Mini GBIC TP Module (Copper), Distance 100 MT | 1 |  | 69.2668 | 69.2668
PN-ACC-MGB-SX | J | MGB-SX | PLANET - Mini GBIC SX Module (Multi-mode, 550 MT) | 1 |  | 27.7067 | 27.7067
PN-ACC-MGB-SX2 | J | MGB-SX2 | PLANET - Mini GBIC SX Module - up to 2KM (Multi-mode) | 1 |  | 28.7724 | 28.7724
PN-ACC-MGB-LX | J | MGB-LX | PLANET - Mini GBIC LX Module (Single-Mode, 20 KM) | 1 |  | 29.0388 | 29.0388
PN-ACC-MGB-L120 | ) | MGB-L120 | PLANET - Mini GBIC LX Module - 120KM | 1 |  | 181.1594 | 181.1594
PN-ACC-MGB-LA10 | ) | MGB-LA10 | PLANET - Mini GBIC WDM TX1310 Module - 10KM , Single Fiber | 1 |  | 31.4365 | 31.4365
PN-ACC-MGB-LB10 | ) | MGB-LB10 | PLANET - Mini GBIC WDM TX1550 Module - 10KM, Single Fiber | 1 |  | 33.5678 | 33.5678
PN-ACC-MGB-LA20 | ) | MGB-LA20 | PLANET - Mini GBIC WDM TX1310 Module - 20KM , Single Fiber | 1 |  | 32.7685 | 32.7685
PN-ACC-MGB-LB20 | ) | MGB-LB20 | PLANET - Mini GBIC WDM TX1550 Module - 20KM , Single Fiber | 1 |  | 36.7647 | 36.7647
PN-ACC-MGB-LA40 | ) | MGB-LA40 | PLANET - Mini GBIC WDM TX1310 Module - 40KM, Single Fiber | 1 |  | 85.2515 | 85.2515
PN-ACC-MGB-LB40 | ) | MGB-LB40 | PLANET - Mini GBIC WDM TX1550 Module - 40KM, Single Fiber | 1 |  | 87.9156 | 87.9156
100Mbps Fast Ethernet SFP Fiber Transceivers
PN-ACC-MFB-FX | ) | MFB-FX | PLANET - Multi-mode 100Mbps SFP fiber transceiver (Multi-mode)(2KM) | 1 |  | 30.9037 | 30.9037
PN-ACC-MFB-F20 | ) | MFB-F20 | PLANET - Single Mode 20KM, 100Mbps SFP fiber transceiver | 1 |  | 42.3593 | 42.3593
PN-ACC-MFB-F40 | ) | MFB-F40 | PLANET - Single Mode 40KM, 100Mbps SFP fiber transceiver | 1 |  | 47.4211 | 47.4211
PN-ACC-MFB-F60 | ) | MFB-F60 | PLANET - Single Mode 60KM, 100Mbps SFP fiber transceiver | 1 |  | 55.4135 | 55.4135
PN-ACC-MFB-F120 | ) | MFB-F120 | PLANET - Single Mode 120KM, 100Mbps SFP fiber transceiver | 1 |  | 157.1824 | 157.1824
PN-ACC-MFB-FA20 | ) | MFB-FA20 | PLANET - WDM Tx-1310, 20KM, 100Mbps SFP fiber transceiver , Single Fiber | 1 |  | 39.4288 | 39.4288
PN-ACC-MFB-FB20 | ) | MFB-FB20 | PLANET - WDM Tx-1550, 20KM, 100Mbps SFP fiber transceiver , Single Fiber | 1 |  | 41.5601 | 41.5601
PERIFERICHE INTERNET/ETHERNET
ADSL / ADSL 2/2+ IP DSLAM
VDSL2 Switch / IP DSLAM
Ethernet Over VDSL2 Converter, Router
PN-CNV-VC-231 | ) | VC-231 | PLANET - 100/100 Mbps Ethernet to VDSL2 Converter - selectable 17a/30a profiles | 1 |  | 151.8542 | 151.8542
PN-CNV-VC-231G | ) | VC-231G | PLANET - 1-Port 10/100/1000T Ethernet to VDSL2 Converter -30a profile w/ G.vectoring, RJ11 | 1 |  | 192.3487 | 192.3487
PN-CNV-VC-232G | ) | VC-232G | PLANET - 1-port 10/100/1000T Ethernet over Coaxial Converter(Downstream:200Mbps;upstream:100Mbps) | 1 |  | 197.4105 | 197.4105
PN-DSL-VC-234 | ) | VC-234 | PLANET - 100/100 Mbps Ethernet (4-Port LAN) to VDSL2 Bridge - 30a profile | 1 |  | 172.9007 | 172.9007
PN-DSL-VC-234G | ) | VC-234G | PLANET - 4-Port 10/100/1000T Ethernet to VDSL2 Bridge - 30a profile w/ G.vectoring, RJ11 | 1 |  | 188.6189 | 188.6189

## Servizi Logistici
VISITA IL NOSTRO SITO!!!
WWW.COMPASSTECH.IT
Servizio FAST-COURIER | In alcune sedi è attivo a richiesta il servizio FAST COURIER Consegna in tutto il territorio comunale e prima cintura in poche ore dall'ordine Richiedete al vs. riferimento di filiale la possibilità di utilizzare questo servizio ad un costo competitivo. *Attivo attualmente sulle sedi di Roma e Torino
ON REQUEST
Servizio Express-Courier | Per tutte le sedi è attivo il servizio di consegna Express-Courirer Consegna in tutto il territorio nazionale in 24 ore* incluso i festivi Richiedetelo al momento dell'ordine *Valido per le zone attualmente coperte dai principali corrieri, in caso di mancata consegna nel tempo stabilito viene addebitato solo il costo della consegna standard
ON REQUEST
Servizio Standard-Courier | Il servizio di consegna Standard-Courirer è affidabile Consegna in tutto il territorio nazionale in 48ore* *Valido per le zone attualmente coperte dai principali corrieri, in caso di mancata consegna nel tempo stabilito non viene addebitato il costo della consegna
ü
WEB-TRACE | Il servizio WEB-Trace è completamente gratuito e può essere richiesto alla vostra filiale di riferimento. Permette di controllare via web lo stato della spedizione e di scricare la copia del DDT dal momento di partenza della merce dal centro logistico. Per ottenerlo basta registrarsi su: www.compasstech.it
ü
BOX-TRACE | Ogni collo viene etichettato, numerato progressivamente , segnato con il numero del DDT di accompagnamento e con la data di partenza. Questo per un facile controllo della merce in arrivo e per rendere minimi gli errori durante le spedizioni.
ü
ADD-SERVICE | Servizi accessori disponibili a richiesta: Consegna al piano - Sponda idraulica - Gestione deposito - Servizio Dogana - Tracking on line* - Servizio aree remote - Imballi speciali - Fermo deposito - Consegna diretta su cantiere *Ove previsto dal corriere utilizzato
ON REQUEST

## Modulo di reso
WWW.COMPASSTECH.IT
MODULO DI RICHIESTA RESO/RMA MATERIALE
SOCIETA'
RIFERIMENTO | [7 empty] | NUMERO FATTURA
TELEFONO
E-MAIL
CODICE | DESCRIZIONE |  | Q.TA | N.DDT | SERIAL NUMBER | DATA ACQ. | MOTIVAZIONE RESO
RESO PER |  |  | SI RICHIEDE :
ERRATO ACQUISTO ( ) | INUTILIZZO ( ) |  | ACCREDITO ( ) |  |  | SOSTITUZIONE IN GARANZIA ( )
ERRATA SPEDIZIONE ( ) | GUASTO (RMA) ( ) |  | ANTICIPO SOSTITUZIONE A PAGAMENTO ( ) |  |  | RIPARAZIONE IN GARANZIA ( ) NON IN GARANZIA ( )
OBBLIGATORIO COMPILARE IN CASO DI PRODOTTI GUASTI E/O PER ACCREDITO
DATA COMPILAZIONE | [5 empty] | FIRMA | TIMBRO
COMPILARE ED INVIARE VIA E-MAIL A RESI@SIRIUSSPA.IT
* senza imballi originali (e/o modificati)
* dopo 8gg dalla consegna
MODULI COMPILATI PARZIALMENTE NON VERRANNO ACCETTATI. QUESTO DOCUMENTO NON AUTORIZZA AL RESO, SARA INVIATO VIA MAIL AUTORIZZAZIONE AL RESO ENTRO 3 GIORNI
RISERVATO AL PERSONALE COMPASS
COMMERCIALE |  |  | NOTE:
Condizioni Generali
Visualizza Condizioni di Reso

## Condizioni di reso
Condizioni di Reso Prodotto per cause non imputabili a Sirius SPA e/o divisioni controllate dalla stessa. Estensione delle “Condizioni generali di vendita”
-La richiesta di Reso deve pervenire unicamente attraverso il modulo allegato, compilato in ogni sua parte e riportare timbro e firma della società richiedente come conferma dell’accettazione delle condizioni sotto elencate. Ogni altra forma di richiesta di restituzione di materiale non verrà gestita e autorizzata. A seguito della richiesta di reso verrà comunicato al richiedente il numero di autorizzazione e solo allora si potrà procedere alla spedizione del prodotto. Ogni prodotto reso prima o senza autorizzazione verrà respinto.
Condizioni necessarie per effettuare la richiesta di autorizzazione al reso merce.
-La richiesta di reso deve pervenire entro e non oltre 20 giorni lavorativi dalla data di acquisto del prodotto riportata sul documento di trasporto emesso da Sirius Spa o sue controllate. E’ fatta eccezione per i prodotti guasti.
-La richiesta di reso può essere effettuata unicamente per acquisto di materiale il cui importo è superiore al valore di euro 200 iva esclusa. Il valore indicato non è inteso come cumulativo della fattura ma per singolo codice acquistato per il quale è stato chiesto il reso per accredito.
-La richiesta di reso NON può essere effettuata per ordini speciali, configurazione personalizzate, materiale lavorato su specifica indicazione del cliente, materiale deteriorabile, licenze software, garanzie, servizi e/o altri prodotti soggetti ad attivazione temporale non ripristinabili per la vendita.
Condizioni di reso
-Per tutte le richieste di reso di materiale non conforme per cause non imputabili a Sirius Spa e/o sue controllate verrà applicata una penale di percentuale variabile a secondo della tipologia di prodotto ma non inferiore ad euro 50 a parziale copertura della spese di gestione. L'importo della penale verrà detratto automaticamente all'emissione della nota di credito.
-Le spese di trasporto ed ogni altro onere per la riconsegna del materiale presso Sirius Spa e/o sue controllate sono a carico del richiedente.
-Il materiale deve pervenire nel suo imballo originale, presente dei sigilli di garanzia integri, privo di manomissione e/o modifica dello stato originale nel quale è pervenuto originariamente. Il prodotto dovrà quindi essere inviato all’interno di imballo supplementare diverso da quello originale per evitare alterazioni durante la fase di riconsegna.
-Il materiale deve pervenire entro e non oltre 15 giorni lavorativi dall’autorizzazione al rientro.
-Nel caso di trasporto di armadi Rack o accessori per armadi, occorre verificare contestualmente alla consegna originaria l’integrità del prodotto contenuto nell’imballo. Resi dove NON vi sia la firma di RISERVA sul documento di trasporto di consegna, NON verranno accettati in quanto non sarà possibile operare azione di rivalsa sui trasportatori per eventuali rimborsi e/o sostituzioni.
Accredito del materiale reso
-Sirius Spa si impegna ad emettere nota di credito nei confronti della società richiedente entro 45gg lavorativi dalla ricezione del prodotto reso, applicando la penale suindicata a parziale copertura dei costi di gestione e riservandosi di applicare ogni altro addebito di costo non previsto in tale modulo e non imputabile direttamente a Sirius Spa e/o sue controllate.
Condizioni di reso per riparazioni
La garanzia sui materiali dove diversamente indicato dal produttore ha inizio dalla data di acquisto riportata sul documento di trasporto e si intende per merce franco nostro magazzino. I prodotti sono coperti dalla garanzia concessa dal costruttore, Sirius Spa in qualità di intermediario non assume alcuna responsabilità sulla gestione delle garanzie del prodotto. Dalla garanzia sono esclusi danneggiamenti dovuti al trasporto, errata installazione, usura, negligenza, inadeguatezza dell'impianto elettrico, incuria del prodotto, alterazioni e/o manomissioni non autorizzate dal produttore. Sirius Spa non risponde di danni nei confronti di utenti o di terzi causati a persone oppure a cose da avaria, dall'utilizzo o dal mancato utilizzo della merce. La garanzia copre i costi della riparazione e dell'eventuale sostituzione del prodotto o di una sua parte che risultasse viziata da difetti all'origine. La garanzia decade per alterazione, modifica oppure uso improprio. Le richieste di riparazioni/sostituzione dovranno essere autorizzate attraverso l’accettazione del modulo di reso da parte di Sirius Spa e/o sue controllate. Il numero di autorizzazione verrà fornito via email e dovrà essere apposto in maniera chiara e visibile sull’imballo esterno del prodotto e sul documento di trasporto. La merce, se non diversamente specificato dovrà essere inviata presso il magazzino di Sirius spa, in porto franco nel suo imballo originale completo di manualistica e di tutti gli accessori. La merce resa per riparazione, ma che dopo una verifica tecnica risultasse funzionante verrà rispedita al mittente e sarà soggetta ad un addebito di € 50 per spese di gestione più le spese di spedizione. I costi delle riparazioni fuori garanzia dovranno essere preventivamente concordati con il produttore ed il nostro ufficio tecnico.
Casi di non accettazione del materiale reso per riparazione
a)Articolo o seriale diverso da quello autorizzato b) Documento di reso privo del codice interno c) Documento di reso sprovvisto del Nr RMA d) Merce spedita direttamente nella confezione originale senza un secondo imballaggio e) Imballaggio originale danneggiato f) Vostro documento di trasporto (completo dei vostri dati fiscali, con dettaglio della merce restituita) non presente.
Note Generali
- Tutti i prodotti hanno garanzia di anni uno salvo estensioni previste da ciascun produttore.
MERCE DANNEGGIATA SPEDITA TRAMITE CORRIERE CONVENZIONATO COMPASS
- E’ importante che il materiale venga sempre ritirato con riserva: la clausola di riserva potrà garantire la rivalsa sul vettore per il recupero di eventuali danni occorsi durante il trasporto, ove non specificato il danno sarà a carico del Cliente.
- In caso di merce danneggiata durante il trasporto o mancante è sufficiente inviare il modulo di RESO entro tre giorni dal ricevimento unitamente alla copia del DDT ove è specificato il ritiro della merce con riserva.
- L'invio del presente documento non autorizza al reso, attendere sempre il numero di reso da indicare nella DDT di ritorno.
Reso per errori di spedizione
I prodotti devono essere restituiti integri, con sigillo chiuso e senza applicazione di etichette varie, verrà quindi emessa nota di credito con termini di pagamento identici a quelli concessi al Cliente solo se saranno rispettate le regole sopra citate. In caso contrario non sarà emessa nessuna nota di credito e la merce sarà rispedita in porto assegnato. Al ricevimento merce è opportuno verificare che i prodotti ricevuti siano conformi all'ordine, poiché anche per errori di spedizione da parte del magazzino Sirius Spa e/o sue controllate saranno valutate le richieste di reso solo se il prodotto non è stato aperto. Infatti, una volta aperta la scatola, il Cliente accetta automaticamente la merce ricevuta e rinuncia di fatto a qualsiasi sostituzione. Nel caso di merce errata e comunque integra, sarà possibile richiedere il reso entro 5 giorni dalla data di bolla o fattura accompagnatoria, oltre tale termine non si accetteranno reclami.

## Condizioni Vendita
CONDIZIONI DI VENDITA